## model parameters and chart
symbol | variable name | value | unit | variable type | factor
Aroom | A_room_m2 | 30 |  | simulation_selectable | floo area of room
hroom | h_room_m | 3 |  | simulation_selectable | height of room
Vroom | V_room_m3 | 90 |  | simulation_selectable | volume of room
| timestep | 900 | s | constant | stepsize used in measurements and simulation
Cext | CO2_ext_avg_ppm | 415 | ppm | constant | outdoor CO₂ concentration
METdesk | deskwork_MET | 1.5 | MET | constant | Metabolic Equivalent of Task (writing, desk work, using computer)
MET | METml_per_kg_min_p | 3.5 | mlO₂/(kg‧min‧p) | constant | 1 MET = 3,5 ml O₂ per kg body weight per minute
WEIGHTavg | avg_kg_per_p | 77.5 | kg/p | constant | average weight per person in the Netherlands
ACPHoffice | ACPH_office | 8 | h-1 | constant | for business offices the recommended ACPH is 6-8
vvent;max | maxvent_m3_per_h | 500 | m3/h | constant | full-flow (100%) room ventilation rate
ACPHmax | ACPH_max | 5.5556 | - | constant | max ACPH (ventilation)
Cset | CO2_set | 800 | ppm | constant | setpoint for the max CO2 concentration
Chyst | ventilation_hysteresis | 50 | ppm | constant | setpoint for the max CO2 concentration
Vmin | minvent_m3_per_h | 10 | m3/h | constant | minimum infiltration rate
ACPHmax | ACPH_min | 0.11111 | - | constant | maximum air changes per hour due to ventilation
| ml_per_m3 | 1000000 | ml/m3 | conversion factor | number of milliliters per cubit meter
| s_per_min | 60 | s/min | conversion factor | number of seconds per minute
| min_per_h | 60 | min/h | conversion factor | number of minutes per hour
| s_per_h | 3600 | s/h | conversion factor | number of seconds per hour
| s_per_d | 86400 | s/d | conversion factor | number of seconds per hour
| d_per_a | 365.25 | d/a | conversion factor | days per year (average)
| s_per_a | 31557600 | s/a | conversion factor | number of seconds per hour
| d_per_wk | 7 | d/wk | conversion factor | number of days per week
[6 empty] | min_day | 0
[6 empty] | max_day | 0

## virtualroom
| room_id | timestamp_ISO8601 | unix_time | cCO2_ppm | valve_frac | interval_s
0 | 500010090 | 2022-01-03T00:00:00+01:00 | 1641164400 | 415 | 0 | 900
1 | 500010090 | 2022-01-03T00:15:00+01:00 | 1641165300 | 415 | 0 | 900
2 | 500010090 | 2022-01-03T00:30:00+01:00 | 1641166200 | 415 | 0 | 900
3 | 500010090 | 2022-01-03T00:45:00+01:00 | 1641167100 | 415 | 0 | 900
4 | 500010090 | 2022-01-03T01:00:00+01:00 | 1641168000 | 415 | 0 | 900
5 | 500010090 | 2022-01-03T01:15:00+01:00 | 1641168900 | 415 | 0 | 900
6 | 500010090 | 2022-01-03T01:30:00+01:00 | 1641169800 | 415 | 0 | 900
7 | 500010090 | 2022-01-03T01:45:00+01:00 | 1641170700 | 415 | 0 | 900
8 | 500010090 | 2022-01-03T02:00:00+01:00 | 1641171600 | 415 | 0 | 900
9 | 500010090 | 2022-01-03T02:15:00+01:00 | 1641172500 | 415 | 0 | 900
10 | 500010090 | 2022-01-03T02:30:00+01:00 | 1641173400 | 415 | 0 | 900
11 | 500010090 | 2022-01-03T02:45:00+01:00 | 1641174300 | 415 | 0 | 900
12 | 500010090 | 2022-01-03T03:00:00+01:00 | 1641175200 | 415 | 0 | 900
13 | 500010090 | 2022-01-03T03:15:00+01:00 | 1641176100 | 415 | 0 | 900
14 | 500010090 | 2022-01-03T03:30:00+01:00 | 1641177000 | 415 | 0 | 900
15 | 500010090 | 2022-01-03T03:45:00+01:00 | 1641177900 | 415 | 0 | 900
16 | 500010090 | 2022-01-03T04:00:00+01:00 | 1641178800 | 415 | 0 | 900
17 | 500010090 | 2022-01-03T04:15:00+01:00 | 1641179700 | 415 | 0 | 900
18 | 500010090 | 2022-01-03T04:30:00+01:00 | 1641180600 | 415 | 0 | 900
19 | 500010090 | 2022-01-03T04:45:00+01:00 | 1641181500 | 415 | 0 | 900
20 | 500010090 | 2022-01-03T05:00:00+01:00 | 1641182400 | 415 | 0 | 900
21 | 500010090 | 2022-01-03T05:15:00+01:00 | 1641183300 | 415 | 0 | 900
22 | 500010090 | 2022-01-03T05:30:00+01:00 | 1641184200 | 415 | 0 | 900
23 | 500010090 | 2022-01-03T05:45:00+01:00 | 1641185100 | 415 | 0 | 900
24 | 500010090 | 2022-01-03T06:00:00+01:00 | 1641186000 | 415 | 0 | 900
25 | 500010090 | 2022-01-03T06:15:00+01:00 | 1641186900 | 415 | 0 | 900
26 | 500010090 | 2022-01-03T06:30:00+01:00 | 1641187800 | 415 | 0 | 900
27 | 500010090 | 2022-01-03T06:45:00+01:00 | 1641188700 | 415 | 0 | 900
28 | 500010090 | 2022-01-03T07:00:00+01:00 | 1641189600 | 415 | 0 | 900
29 | 500010090 | 2022-01-03T07:15:00+01:00 | 1641190500 | 415 | 0 | 900
30 | 500010090 | 2022-01-03T07:30:00+01:00 | 1641191400 | 415 | 0 | 900
31 | 500010090 | 2022-01-03T07:45:00+01:00 | 1641192300 | 415 | 0 | 900
32 | 500010090 | 2022-01-03T08:00:00+01:00 | 1641193200 | 415 | 0 | 900
33 | 500010090 | 2022-01-03T08:15:00+01:00 | 1641194100 | 415 | 0 | 900
34 | 500010090 | 2022-01-03T08:30:00+01:00 | 1641195000 | 415 | 0 | 900
35 | 500010090 | 2022-01-03T08:45:00+01:00 | 1641195900 | 482.8125 | 0 | 900
36 | 500010090 | 2022-01-03T09:00:00+01:00 | 1641196800 | 548.7413 | 0 | 900
37 | 500010090 | 2022-01-03T09:15:00+01:00 | 1641197700 | 748.4638 | 0 | 900
38 | 500010090 | 2022-01-03T09:30:00+01:00 | 1641198600 | 942.6384 | 0.26287 | 900
39 | 500010090 | 2022-01-03T09:45:00+01:00 | 1641199500 | 953.4375 | 0.27204 | 900
40 | 500010090 | 2022-01-03T10:00:00+01:00 | 1641200400 | 953.4375 | 0.27204 | 900
41 | 500010090 | 2022-01-03T10:15:00+01:00 | 1641201300 | 953.4375 | 0.27204 | 900
42 | 500010090 | 2022-01-03T10:30:00+01:00 | 1641202200 | 953.4375 | 0.27204 | 900
43 | 500010090 | 2022-01-03T10:45:00+01:00 | 1641203100 | 953.4375 | 0.27204 | 900
44 | 500010090 | 2022-01-03T11:00:00+01:00 | 1641204000 | 953.4375 | 0.27204 | 900
45 | 500010090 | 2022-01-03T11:15:00+01:00 | 1641204900 | 953.4375 | 0.27204 | 900
46 | 500010090 | 2022-01-03T11:30:00+01:00 | 1641205800 | 953.4375 | 0.27204 | 900
47 | 500010090 | 2022-01-03T11:45:00+01:00 | 1641206700 | 953.4375 | 0.27204 | 900
48 | 500010090 | 2022-01-03T12:00:00+01:00 | 1641207600 | 885.625 | 0.20749 | 900
49 | 500010090 | 2022-01-03T12:15:00+01:00 | 1641208500 | 750 | 0 | 900
50 | 500010090 | 2022-01-03T12:30:00+01:00 | 1641209400 | 740.6944 | 0 | 900
51 | 500010090 | 2022-01-03T12:45:00+01:00 | 1641210300 | 867.2724 | 0.18669 | 900
52 | 500010090 | 2022-01-03T13:00:00+01:00 | 1641211200 | 885.625 | 0.20749 | 900
53 | 500010090 | 2022-01-03T13:15:00+01:00 | 1641212100 | 953.4375 | 0.27204 | 900
54 | 500010090 | 2022-01-03T13:30:00+01:00 | 1641213000 | 953.4375 | 0.27204 | 900
55 | 500010090 | 2022-01-03T13:45:00+01:00 | 1641213900 | 885.625 | 0.20749 | 900
56 | 500010090 | 2022-01-03T14:00:00+01:00 | 1641214800 | 885.625 | 0.20749 | 900
57 | 500010090 | 2022-01-03T14:15:00+01:00 | 1641215700 | 885.625 | 0.20749 | 900
58 | 500010090 | 2022-01-03T14:30:00+01:00 | 1641216600 | 885.625 | 0.20749 | 900
59 | 500010090 | 2022-01-03T14:45:00+01:00 | 1641217500 | 885.625 | 0.20749 | 900
60 | 500010090 | 2022-01-03T15:00:00+01:00 | 1641218400 | 885.625 | 0.20749 | 900
61 | 500010090 | 2022-01-03T15:15:00+01:00 | 1641219300 | 885.625 | 0.20749 | 900
62 | 500010090 | 2022-01-03T15:30:00+01:00 | 1641220200 | 885.625 | 0.20749 | 900
63 | 500010090 | 2022-01-03T15:45:00+01:00 | 1641221100 | 885.625 | 0.20749 | 900
64 | 500010090 | 2022-01-03T16:00:00+01:00 | 1641222000 | 885.625 | 0.20749 | 900
65 | 500010090 | 2022-01-03T16:15:00+01:00 | 1641222900 | 750 | 0 | 900
66 | 500010090 | 2022-01-03T16:30:00+01:00 | 1641223800 | 740.6944 | 0 | 900
67 | 500010090 | 2022-01-03T16:45:00+01:00 | 1641224700 | 731.6474 | 0 | 900
68 | 500010090 | 2022-01-03T17:00:00+01:00 | 1641225600 | 722.8516 | 0 | 900
69 | 500010090 | 2022-01-03T17:15:00+01:00 | 1641226500 | 714.3002 | 0 | 900
70 | 500010090 | 2022-01-03T17:30:00+01:00 | 1641227400 | 705.9863 | 0 | 900
71 | 500010090 | 2022-01-03T17:45:00+01:00 | 1641228300 | 697.9033 | 0 | 900
72 | 500010090 | 2022-01-03T18:00:00+01:00 | 1641229200 | 690.0449 | 0 | 900
73 | 500010090 | 2022-01-03T18:15:00+01:00 | 1641230100 | 682.4048 | 0 | 900
74 | 500010090 | 2022-01-03T18:30:00+01:00 | 1641231000 | 674.9769 | 0 | 900
75 | 500010090 | 2022-01-03T18:45:00+01:00 | 1641231900 | 667.7553 | 0 | 900
76 | 500010090 | 2022-01-03T19:00:00+01:00 | 1641232800 | 660.7343 | 0 | 900
77 | 500010090 | 2022-01-03T19:15:00+01:00 | 1641233700 | 653.9084 | 0 | 900
78 | 500010090 | 2022-01-03T19:30:00+01:00 | 1641234600 | 647.272 | 0 | 900
79 | 500010090 | 2022-01-03T19:45:00+01:00 | 1641235500 | 640.82 | 0 | 900
80 | 500010090 | 2022-01-03T20:00:00+01:00 | 1641236400 | 634.5472 | 0 | 900
81 | 500010090 | 2022-01-03T20:15:00+01:00 | 1641237300 | 628.4487 | 0 | 900
82 | 500010090 | 2022-01-03T20:30:00+01:00 | 1641238200 | 622.5196 | 0 | 900
83 | 500010090 | 2022-01-03T20:45:00+01:00 | 1641239100 | 616.7551 | 0 | 900
84 | 500010090 | 2022-01-03T21:00:00+01:00 | 1641240000 | 611.1508 | 0 | 900
85 | 500010090 | 2022-01-03T21:15:00+01:00 | 1641240900 | 605.7022 | 0 | 900
86 | 500010090 | 2022-01-03T21:30:00+01:00 | 1641241800 | 600.4049 | 0 | 900
87 | 500010090 | 2022-01-03T21:45:00+01:00 | 1641242700 | 595.2548 | 0 | 900
88 | 500010090 | 2022-01-03T22:00:00+01:00 | 1641243600 | 590.2477 | 0 | 900
89 | 500010090 | 2022-01-03T22:15:00+01:00 | 1641244500 | 585.3797 | 0 | 900
90 | 500010090 | 2022-01-03T22:30:00+01:00 | 1641245400 | 580.6469 | 0 | 900
91 | 500010090 | 2022-01-03T22:45:00+01:00 | 1641246300 | 576.0456 | 0 | 900
92 | 500010090 | 2022-01-03T23:00:00+01:00 | 1641247200 | 571.5721 | 0 | 900
93 | 500010090 | 2022-01-03T23:15:00+01:00 | 1641248100 | 567.2229 | 0 | 900
94 | 500010090 | 2022-01-03T23:30:00+01:00 | 1641249000 | 562.9945 | 0 | 900
95 | 500010090 | 2022-01-03T23:45:00+01:00 | 1641249900 | 558.8835 | 0 | 900
96 | 500010090 | 2022-01-04T00:00:00+01:00 | 1641250800 | 554.8868 | 0 | 900
97 | 500010090 | 2022-01-04T00:15:00+01:00 | 1641251700 | 618.8135 | 0 | 900
98 | 500010090 | 2022-01-04T00:30:00+01:00 | 1641252600 | 680.9645 | 0 | 900
99 | 500010090 | 2022-01-04T00:45:00+01:00 | 1641253500 | 741.3891 | 0 | 900
100 | 500010090 | 2022-01-04T01:00:00+01:00 | 1641254400 | 800.1353 | 0 | 900
101 | 500010090 | 2022-01-04T01:15:00+01:00 | 1641255300 | 857.2496 | 0.17461 | 900
102 | 500010090 | 2022-01-04T01:30:00+01:00 | 1641256200 | 817.8125 | 0 | 900
103 | 500010090 | 2022-01-04T01:45:00+01:00 | 1641257100 | 874.4358 | 0.19501 | 900
104 | 500010090 | 2022-01-04T02:00:00+01:00 | 1641258000 | 817.8125 | 0 | 900
105 | 500010090 | 2022-01-04T02:15:00+01:00 | 1641258900 | 874.4358 | 0.19501 | 900
106 | 500010090 | 2022-01-04T02:30:00+01:00 | 1641259800 | 817.8125 | 0 | 900
107 | 500010090 | 2022-01-04T02:45:00+01:00 | 1641260700 | 874.4358 | 0.19501 | 900
108 | 500010090 | 2022-01-04T03:00:00+01:00 | 1641261600 | 817.8125 | 0 | 900
109 | 500010090 | 2022-01-04T03:15:00+01:00 | 1641262500 | 874.4358 | 0.19501 | 900
110 | 500010090 | 2022-01-04T03:30:00+01:00 | 1641263400 | 817.8125 | 0 | 900
111 | 500010090 | 2022-01-04T03:45:00+01:00 | 1641264300 | 874.4358 | 0.19501 | 900
112 | 500010090 | 2022-01-04T04:00:00+01:00 | 1641265200 | 817.8125 | 0 | 900
113 | 500010090 | 2022-01-04T04:15:00+01:00 | 1641266100 | 874.4358 | 0.19501 | 900
114 | 500010090 | 2022-01-04T04:30:00+01:00 | 1641267000 | 817.8125 | 0 | 900
115 | 500010090 | 2022-01-04T04:45:00+01:00 | 1641267900 | 874.4358 | 0.19501 | 900
116 | 500010090 | 2022-01-04T05:00:00+01:00 | 1641268800 | 817.8125 | 0 | 900
117 | 500010090 | 2022-01-04T05:15:00+01:00 | 1641269700 | 874.4358 | 0.19501 | 900
118 | 500010090 | 2022-01-04T05:30:00+01:00 | 1641270600 | 817.8125 | 0 | 900
119 | 500010090 | 2022-01-04T05:45:00+01:00 | 1641271500 | 874.4358 | 0.19501 | 900
120 | 500010090 | 2022-01-04T06:00:00+01:00 | 1641272400 | 817.8125 | 0 | 900
121 | 500010090 | 2022-01-04T06:15:00+01:00 | 1641273300 | 874.4358 | 0.19501 | 900
122 | 500010090 | 2022-01-04T06:30:00+01:00 | 1641274200 | 817.8125 | 0 | 900
123 | 500010090 | 2022-01-04T06:45:00+01:00 | 1641275100 | 874.4358 | 0.19501 | 900
124 | 500010090 | 2022-01-04T07:00:00+01:00 | 1641276000 | 817.8125 | 0 | 900
125 | 500010090 | 2022-01-04T07:15:00+01:00 | 1641276900 | 874.4358 | 0.19501 | 900
126 | 500010090 | 2022-01-04T07:30:00+01:00 | 1641277800 | 817.8125 | 0 | 900
127 | 500010090 | 2022-01-04T07:45:00+01:00 | 1641278700 | 874.4358 | 0.19501 | 900
128 | 500010090 | 2022-01-04T08:00:00+01:00 | 1641279600 | 817.8125 | 0 | 900
129 | 500010090 | 2022-01-04T08:15:00+01:00 | 1641280500 | 874.4358 | 0.19501 | 900
130 | 500010090 | 2022-01-04T08:30:00+01:00 | 1641281400 | 817.8125 | 0 | 900
131 | 500010090 | 2022-01-04T08:45:00+01:00 | 1641282300 | 1010.0608 | 0.31466 | 900
132 | 500010090 | 2022-01-04T09:00:00+01:00 | 1641283200 | 953.4375 | 0.27204 | 900
133 | 500010090 | 2022-01-04T09:15:00+01:00 | 1641284100 | 885.625 | 0.20749 | 900
134 | 500010090 | 2022-01-04T09:30:00+01:00 | 1641285000 | 885.625 | 0.20749 | 900
135 | 500010090 | 2022-01-04T09:45:00+01:00 | 1641285900 | 885.625 | 0.20749 | 900
136 | 500010090 | 2022-01-04T10:00:00+01:00 | 1641286800 | 885.625 | 0.20749 | 900
137 | 500010090 | 2022-01-04T10:15:00+01:00 | 1641287700 | 885.625 | 0.20749 | 900
138 | 500010090 | 2022-01-04T10:30:00+01:00 | 1641288600 | 885.625 | 0.20749 | 900
139 | 500010090 | 2022-01-04T10:45:00+01:00 | 1641289500 | 885.625 | 0.20749 | 900
140 | 500010090 | 2022-01-04T11:00:00+01:00 | 1641290400 | 885.625 | 0.20749 | 900
141 | 500010090 | 2022-01-04T11:15:00+01:00 | 1641291300 | 885.625 | 0.20749 | 900
142 | 500010090 | 2022-01-04T11:30:00+01:00 | 1641292200 | 885.625 | 0.20749 | 900
143 | 500010090 | 2022-01-04T11:45:00+01:00 | 1641293100 | 885.625 | 0.20749 | 900
144 | 500010090 | 2022-01-04T12:00:00+01:00 | 1641294000 | 885.625 | 0.20749 | 900
145 | 500010090 | 2022-01-04T12:15:00+01:00 | 1641294900 | 750 | 0 | 900
146 | 500010090 | 2022-01-04T12:30:00+01:00 | 1641295800 | 740.6944 | 0 | 900
147 | 500010090 | 2022-01-04T12:45:00+01:00 | 1641296700 | 867.2724 | 0.18669 | 900
148 | 500010090 | 2022-01-04T13:00:00+01:00 | 1641297600 | 885.625 | 0.20749 | 900
149 | 500010090 | 2022-01-04T13:15:00+01:00 | 1641298500 | 953.4375 | 0.27204 | 900
150 | 500010090 | 2022-01-04T13:30:00+01:00 | 1641299400 | 953.4375 | 0.27204 | 900
151 | 500010090 | 2022-01-04T13:45:00+01:00 | 1641300300 | 885.625 | 0.20749 | 900
152 | 500010090 | 2022-01-04T14:00:00+01:00 | 1641301200 | 885.625 | 0.20749 | 900
153 | 500010090 | 2022-01-04T14:15:00+01:00 | 1641302100 | 885.625 | 0.20749 | 900
154 | 500010090 | 2022-01-04T14:30:00+01:00 | 1641303000 | 885.625 | 0.20749 | 900
155 | 500010090 | 2022-01-04T14:45:00+01:00 | 1641303900 | 885.625 | 0.20749 | 900
156 | 500010090 | 2022-01-04T15:00:00+01:00 | 1641304800 | 885.625 | 0.20749 | 900
157 | 500010090 | 2022-01-04T15:15:00+01:00 | 1641305700 | 885.625 | 0.20749 | 900
158 | 500010090 | 2022-01-04T15:30:00+01:00 | 1641306600 | 885.625 | 0.20749 | 900
159 | 500010090 | 2022-01-04T15:45:00+01:00 | 1641307500 | 885.625 | 0.20749 | 900
160 | 500010090 | 2022-01-04T16:00:00+01:00 | 1641308400 | 885.625 | 0.20749 | 900
161 | 500010090 | 2022-01-04T16:15:00+01:00 | 1641309300 | 750 | 0 | 900
162 | 500010090 | 2022-01-04T16:30:00+01:00 | 1641310200 | 740.6944 | 0 | 900
163 | 500010090 | 2022-01-04T16:45:00+01:00 | 1641311100 | 731.6474 | 0 | 900
164 | 500010090 | 2022-01-04T17:00:00+01:00 | 1641312000 | 722.8516 | 0 | 900
165 | 500010090 | 2022-01-04T17:15:00+01:00 | 1641312900 | 714.3002 | 0 | 900
166 | 500010090 | 2022-01-04T17:30:00+01:00 | 1641313800 | 705.9863 | 0 | 900
167 | 500010090 | 2022-01-04T17:45:00+01:00 | 1641314700 | 697.9033 | 0 | 900
168 | 500010090 | 2022-01-04T18:00:00+01:00 | 1641315600 | 690.0449 | 0 | 900
169 | 500010090 | 2022-01-04T18:15:00+01:00 | 1641316500 | 682.4048 | 0 | 900
170 | 500010090 | 2022-01-04T18:30:00+01:00 | 1641317400 | 674.9769 | 0 | 900
171 | 500010090 | 2022-01-04T18:45:00+01:00 | 1641318300 | 667.7553 | 0 | 900
172 | 500010090 | 2022-01-04T19:00:00+01:00 | 1641319200 | 660.7343 | 0 | 900
173 | 500010090 | 2022-01-04T19:15:00+01:00 | 1641320100 | 653.9084 | 0 | 900
174 | 500010090 | 2022-01-04T19:30:00+01:00 | 1641321000 | 647.272 | 0 | 900
175 | 500010090 | 2022-01-04T19:45:00+01:00 | 1641321900 | 640.82 | 0 | 900
176 | 500010090 | 2022-01-04T20:00:00+01:00 | 1641322800 | 634.5472 | 0 | 900
177 | 500010090 | 2022-01-04T20:15:00+01:00 | 1641323700 | 628.4487 | 0 | 900
178 | 500010090 | 2022-01-04T20:30:00+01:00 | 1641324600 | 622.5196 | 0 | 900
179 | 500010090 | 2022-01-04T20:45:00+01:00 | 1641325500 | 616.7551 | 0 | 900
180 | 500010090 | 2022-01-04T21:00:00+01:00 | 1641326400 | 611.1508 | 0 | 900
181 | 500010090 | 2022-01-04T21:15:00+01:00 | 1641327300 | 605.7022 | 0 | 900
182 | 500010090 | 2022-01-04T21:30:00+01:00 | 1641328200 | 600.4049 | 0 | 900
183 | 500010090 | 2022-01-04T21:45:00+01:00 | 1641329100 | 595.2548 | 0 | 900
184 | 500010090 | 2022-01-04T22:00:00+01:00 | 1641330000 | 590.2477 | 0 | 900
185 | 500010090 | 2022-01-04T22:15:00+01:00 | 1641330900 | 585.3797 | 0 | 900
186 | 500010090 | 2022-01-04T22:30:00+01:00 | 1641331800 | 580.6469 | 0 | 900
187 | 500010090 | 2022-01-04T22:45:00+01:00 | 1641332700 | 576.0456 | 0 | 900
188 | 500010090 | 2022-01-04T23:00:00+01:00 | 1641333600 | 571.5721 | 0 | 900
189 | 500010090 | 2022-01-04T23:15:00+01:00 | 1641334500 | 567.2229 | 0 | 900
190 | 500010090 | 2022-01-04T23:30:00+01:00 | 1641335400 | 562.9945 | 0 | 900
191 | 500010090 | 2022-01-04T23:45:00+01:00 | 1641336300 | 558.8835 | 0 | 900
192 | 500010090 | 2022-01-05T00:00:00+01:00 | 1641337200 | 554.8868 | 0 | 900
193 | 500010090 | 2022-01-05T00:15:00+01:00 | 1641338100 | 618.8135 | 0 | 900
194 | 500010090 | 2022-01-05T00:30:00+01:00 | 1641339000 | 680.9645 | 0 | 900
195 | 500010090 | 2022-01-05T00:45:00+01:00 | 1641339900 | 741.3891 | 0 | 900
196 | 500010090 | 2022-01-05T01:00:00+01:00 | 1641340800 | 800.1353 | 0 | 900
197 | 500010090 | 2022-01-05T01:15:00+01:00 | 1641341700 | 857.2496 | 0.17461 | 900
198 | 500010090 | 2022-01-05T01:30:00+01:00 | 1641342600 | 817.8125 | 0 | 900
199 | 500010090 | 2022-01-05T01:45:00+01:00 | 1641343500 | 874.4358 | 0.19501 | 900
200 | 500010090 | 2022-01-05T02:00:00+01:00 | 1641344400 | 817.8125 | 0 | 900
201 | 500010090 | 2022-01-05T02:15:00+01:00 | 1641345300 | 874.4358 | 0.19501 | 900
202 | 500010090 | 2022-01-05T02:30:00+01:00 | 1641346200 | 817.8125 | 0 | 900
203 | 500010090 | 2022-01-05T02:45:00+01:00 | 1641347100 | 874.4358 | 0.19501 | 900
204 | 500010090 | 2022-01-05T03:00:00+01:00 | 1641348000 | 817.8125 | 0 | 900
205 | 500010090 | 2022-01-05T03:15:00+01:00 | 1641348900 | 874.4358 | 0.19501 | 900
206 | 500010090 | 2022-01-05T03:30:00+01:00 | 1641349800 | 817.8125 | 0 | 900
207 | 500010090 | 2022-01-05T03:45:00+01:00 | 1641350700 | 874.4358 | 0.19501 | 900
208 | 500010090 | 2022-01-05T04:00:00+01:00 | 1641351600 | 817.8125 | 0 | 900
209 | 500010090 | 2022-01-05T04:15:00+01:00 | 1641352500 | 874.4358 | 0.19501 | 900
210 | 500010090 | 2022-01-05T04:30:00+01:00 | 1641353400 | 817.8125 | 0 | 900
211 | 500010090 | 2022-01-05T04:45:00+01:00 | 1641354300 | 874.4358 | 0.19501 | 900
212 | 500010090 | 2022-01-05T05:00:00+01:00 | 1641355200 | 817.8125 | 0 | 900
213 | 500010090 | 2022-01-05T05:15:00+01:00 | 1641356100 | 874.4358 | 0.19501 | 900
214 | 500010090 | 2022-01-05T05:30:00+01:00 | 1641357000 | 817.8125 | 0 | 900
215 | 500010090 | 2022-01-05T05:45:00+01:00 | 1641357900 | 874.4358 | 0.19501 | 900
216 | 500010090 | 2022-01-05T06:00:00+01:00 | 1641358800 | 817.8125 | 0 | 900
217 | 500010090 | 2022-01-05T06:15:00+01:00 | 1641359700 | 874.4358 | 0.19501 | 900
218 | 500010090 | 2022-01-05T06:30:00+01:00 | 1641360600 | 817.8125 | 0 | 900
219 | 500010090 | 2022-01-05T06:45:00+01:00 | 1641361500 | 874.4358 | 0.19501 | 900
220 | 500010090 | 2022-01-05T07:00:00+01:00 | 1641362400 | 817.8125 | 0 | 900
221 | 500010090 | 2022-01-05T07:15:00+01:00 | 1641363300 | 874.4358 | 0.19501 | 900
222 | 500010090 | 2022-01-05T07:30:00+01:00 | 1641364200 | 817.8125 | 0 | 900
223 | 500010090 | 2022-01-05T07:45:00+01:00 | 1641365100 | 874.4358 | 0.19501 | 900
224 | 500010090 | 2022-01-05T08:00:00+01:00 | 1641366000 | 817.8125 | 0 | 900
225 | 500010090 | 2022-01-05T08:15:00+01:00 | 1641366900 | 874.4358 | 0.19501 | 900
226 | 500010090 | 2022-01-05T08:30:00+01:00 | 1641367800 | 817.8125 | 0 | 900
227 | 500010090 | 2022-01-05T08:45:00+01:00 | 1641368700 | 1010.0608 | 0.31466 | 900
228 | 500010090 | 2022-01-05T09:00:00+01:00 | 1641369600 | 953.4375 | 0.27204 | 900
229 | 500010090 | 2022-01-05T09:15:00+01:00 | 1641370500 | 885.625 | 0.20749 | 900
230 | 500010090 | 2022-01-05T09:30:00+01:00 | 1641371400 | 885.625 | 0.20749 | 900
231 | 500010090 | 2022-01-05T09:45:00+01:00 | 1641372300 | 885.625 | 0.20749 | 900
232 | 500010090 | 2022-01-05T10:00:00+01:00 | 1641373200 | 885.625 | 0.20749 | 900
233 | 500010090 | 2022-01-05T10:15:00+01:00 | 1641374100 | 885.625 | 0.20749 | 900
234 | 500010090 | 2022-01-05T10:30:00+01:00 | 1641375000 | 885.625 | 0.20749 | 900
235 | 500010090 | 2022-01-05T10:45:00+01:00 | 1641375900 | 885.625 | 0.20749 | 900
236 | 500010090 | 2022-01-05T11:00:00+01:00 | 1641376800 | 885.625 | 0.20749 | 900
237 | 500010090 | 2022-01-05T11:15:00+01:00 | 1641377700 | 885.625 | 0.20749 | 900
238 | 500010090 | 2022-01-05T11:30:00+01:00 | 1641378600 | 885.625 | 0.20749 | 900
239 | 500010090 | 2022-01-05T11:45:00+01:00 | 1641379500 | 885.625 | 0.20749 | 900
240 | 500010090 | 2022-01-05T12:00:00+01:00 | 1641380400 | 885.625 | 0.20749 | 900
241 | 500010090 | 2022-01-05T12:15:00+01:00 | 1641381300 | 750 | 0 | 900
242 | 500010090 | 2022-01-05T12:30:00+01:00 | 1641382200 | 740.6944 | 0 | 900
243 | 500010090 | 2022-01-05T12:45:00+01:00 | 1641383100 | 867.2724 | 0.18669 | 900
244 | 500010090 | 2022-01-05T13:00:00+01:00 | 1641384000 | 885.625 | 0.20749 | 900
245 | 500010090 | 2022-01-05T13:15:00+01:00 | 1641384900 | 953.4375 | 0.27204 | 900
246 | 500010090 | 2022-01-05T13:30:00+01:00 | 1641385800 | 953.4375 | 0.27204 | 900
247 | 500010090 | 2022-01-05T13:45:00+01:00 | 1641386700 | 885.625 | 0.20749 | 900
248 | 500010090 | 2022-01-05T14:00:00+01:00 | 1641387600 | 885.625 | 0.20749 | 900
249 | 500010090 | 2022-01-05T14:15:00+01:00 | 1641388500 | 885.625 | 0.20749 | 900
250 | 500010090 | 2022-01-05T14:30:00+01:00 | 1641389400 | 885.625 | 0.20749 | 900
251 | 500010090 | 2022-01-05T14:45:00+01:00 | 1641390300 | 885.625 | 0.20749 | 900
252 | 500010090 | 2022-01-05T15:00:00+01:00 | 1641391200 | 885.625 | 0.20749 | 900
253 | 500010090 | 2022-01-05T15:15:00+01:00 | 1641392100 | 885.625 | 0.20749 | 900
254 | 500010090 | 2022-01-05T15:30:00+01:00 | 1641393000 | 885.625 | 0.20749 | 900
255 | 500010090 | 2022-01-05T15:45:00+01:00 | 1641393900 | 885.625 | 0.20749 | 900
256 | 500010090 | 2022-01-05T16:00:00+01:00 | 1641394800 | 885.625 | 0.20749 | 900
257 | 500010090 | 2022-01-05T16:15:00+01:00 | 1641395700 | 750 | 0 | 900
258 | 500010090 | 2022-01-05T16:30:00+01:00 | 1641396600 | 740.6944 | 0 | 900
259 | 500010090 | 2022-01-05T16:45:00+01:00 | 1641397500 | 731.6474 | 0 | 900
260 | 500010090 | 2022-01-05T17:00:00+01:00 | 1641398400 | 722.8516 | 0 | 900
261 | 500010090 | 2022-01-05T17:15:00+01:00 | 1641399300 | 714.3002 | 0 | 900
262 | 500010090 | 2022-01-05T17:30:00+01:00 | 1641400200 | 705.9863 | 0 | 900
263 | 500010090 | 2022-01-05T17:45:00+01:00 | 1641401100 | 697.9033 | 0 | 900
264 | 500010090 | 2022-01-05T18:00:00+01:00 | 1641402000 | 690.0449 | 0 | 900
265 | 500010090 | 2022-01-05T18:15:00+01:00 | 1641402900 | 682.4048 | 0 | 900
266 | 500010090 | 2022-01-05T18:30:00+01:00 | 1641403800 | 674.9769 | 0 | 900
267 | 500010090 | 2022-01-05T18:45:00+01:00 | 1641404700 | 667.7553 | 0 | 900
268 | 500010090 | 2022-01-05T19:00:00+01:00 | 1641405600 | 660.7343 | 0 | 900
269 | 500010090 | 2022-01-05T19:15:00+01:00 | 1641406500 | 653.9084 | 0 | 900
270 | 500010090 | 2022-01-05T19:30:00+01:00 | 1641407400 | 647.272 | 0 | 900
271 | 500010090 | 2022-01-05T19:45:00+01:00 | 1641408300 | 640.82 | 0 | 900
272 | 500010090 | 2022-01-05T20:00:00+01:00 | 1641409200 | 634.5472 | 0 | 900
273 | 500010090 | 2022-01-05T20:15:00+01:00 | 1641410100 | 628.4487 | 0 | 900
274 | 500010090 | 2022-01-05T20:30:00+01:00 | 1641411000 | 622.5196 | 0 | 900
275 | 500010090 | 2022-01-05T20:45:00+01:00 | 1641411900 | 616.7551 | 0 | 900
276 | 500010090 | 2022-01-05T21:00:00+01:00 | 1641412800 | 611.1508 | 0 | 900
277 | 500010090 | 2022-01-05T21:15:00+01:00 | 1641413700 | 605.7022 | 0 | 900
278 | 500010090 | 2022-01-05T21:30:00+01:00 | 1641414600 | 600.4049 | 0 | 900
279 | 500010090 | 2022-01-05T21:45:00+01:00 | 1641415500 | 595.2548 | 0 | 900
280 | 500010090 | 2022-01-05T22:00:00+01:00 | 1641416400 | 590.2477 | 0 | 900
281 | 500010090 | 2022-01-05T22:15:00+01:00 | 1641417300 | 585.3797 | 0 | 900
282 | 500010090 | 2022-01-05T22:30:00+01:00 | 1641418200 | 580.6469 | 0 | 900
283 | 500010090 | 2022-01-05T22:45:00+01:00 | 1641419100 | 576.0456 | 0 | 900
284 | 500010090 | 2022-01-05T23:00:00+01:00 | 1641420000 | 571.5721 | 0 | 900
285 | 500010090 | 2022-01-05T23:15:00+01:00 | 1641420900 | 567.2229 | 0 | 900
286 | 500010090 | 2022-01-05T23:30:00+01:00 | 1641421800 | 562.9945 | 0 | 900
287 | 500010090 | 2022-01-05T23:45:00+01:00 | 1641422700 | 558.8835 | 0 | 900
288 | 500010090 | 2022-01-06T00:00:00+01:00 | 1641423600 | 554.8868 | 0 | 900
289 | 500010090 | 2022-01-06T00:15:00+01:00 | 1641424500 | 618.8135 | 0 | 900
290 | 500010090 | 2022-01-06T00:30:00+01:00 | 1641425400 | 680.9645 | 0 | 900
291 | 500010090 | 2022-01-06T00:45:00+01:00 | 1641426300 | 741.3891 | 0 | 900
292 | 500010090 | 2022-01-06T01:00:00+01:00 | 1641427200 | 800.1353 | 0 | 900
293 | 500010090 | 2022-01-06T01:15:00+01:00 | 1641428100 | 857.2496 | 0.17461 | 900
294 | 500010090 | 2022-01-06T01:30:00+01:00 | 1641429000 | 817.8125 | 0 | 900
295 | 500010090 | 2022-01-06T01:45:00+01:00 | 1641429900 | 874.4358 | 0.19501 | 900
296 | 500010090 | 2022-01-06T02:00:00+01:00 | 1641430800 | 817.8125 | 0 | 900
297 | 500010090 | 2022-01-06T02:15:00+01:00 | 1641431700 | 874.4358 | 0.19501 | 900
298 | 500010090 | 2022-01-06T02:30:00+01:00 | 1641432600 | 817.8125 | 0 | 900
299 | 500010090 | 2022-01-06T02:45:00+01:00 | 1641433500 | 874.4358 | 0.19501 | 900
300 | 500010090 | 2022-01-06T03:00:00+01:00 | 1641434400 | 817.8125 | 0 | 900
301 | 500010090 | 2022-01-06T03:15:00+01:00 | 1641435300 | 874.4358 | 0.19501 | 900
302 | 500010090 | 2022-01-06T03:30:00+01:00 | 1641436200 | 817.8125 | 0 | 900
303 | 500010090 | 2022-01-06T03:45:00+01:00 | 1641437100 | 874.4358 | 0.19501 | 900
304 | 500010090 | 2022-01-06T04:00:00+01:00 | 1641438000 | 817.8125 | 0 | 900
305 | 500010090 | 2022-01-06T04:15:00+01:00 | 1641438900 | 874.4358 | 0.19501 | 900
306 | 500010090 | 2022-01-06T04:30:00+01:00 | 1641439800 | 817.8125 | 0 | 900
307 | 500010090 | 2022-01-06T04:45:00+01:00 | 1641440700 | 874.4358 | 0.19501 | 900
308 | 500010090 | 2022-01-06T05:00:00+01:00 | 1641441600 | 817.8125 | 0 | 900
309 | 500010090 | 2022-01-06T05:15:00+01:00 | 1641442500 | 874.4358 | 0.19501 | 900
310 | 500010090 | 2022-01-06T05:30:00+01:00 | 1641443400 | 817.8125 | 0 | 900
311 | 500010090 | 2022-01-06T05:45:00+01:00 | 1641444300 | 874.4358 | 0.19501 | 900
312 | 500010090 | 2022-01-06T06:00:00+01:00 | 1641445200 | 817.8125 | 0 | 900
313 | 500010090 | 2022-01-06T06:15:00+01:00 | 1641446100 | 874.4358 | 0.19501 | 900
314 | 500010090 | 2022-01-06T06:30:00+01:00 | 1641447000 | 817.8125 | 0 | 900
315 | 500010090 | 2022-01-06T06:45:00+01:00 | 1641447900 | 874.4358 | 0.19501 | 900
316 | 500010090 | 2022-01-06T07:00:00+01:00 | 1641448800 | 817.8125 | 0 | 900
317 | 500010090 | 2022-01-06T07:15:00+01:00 | 1641449700 | 874.4358 | 0.19501 | 900
318 | 500010090 | 2022-01-06T07:30:00+01:00 | 1641450600 | 817.8125 | 0 | 900
319 | 500010090 | 2022-01-06T07:45:00+01:00 | 1641451500 | 874.4358 | 0.19501 | 900
320 | 500010090 | 2022-01-06T08:00:00+01:00 | 1641452400 | 817.8125 | 0 | 900
321 | 500010090 | 2022-01-06T08:15:00+01:00 | 1641453300 | 874.4358 | 0.19501 | 900
322 | 500010090 | 2022-01-06T08:30:00+01:00 | 1641454200 | 817.8125 | 0 | 900
323 | 500010090 | 2022-01-06T08:45:00+01:00 | 1641455100 | 1010.0608 | 0.31466 | 900
324 | 500010090 | 2022-01-06T09:00:00+01:00 | 1641456000 | 953.4375 | 0.27204 | 900
325 | 500010090 | 2022-01-06T09:15:00+01:00 | 1641456900 | 885.625 | 0.20749 | 900
326 | 500010090 | 2022-01-06T09:30:00+01:00 | 1641457800 | 885.625 | 0.20749 | 900
327 | 500010090 | 2022-01-06T09:45:00+01:00 | 1641458700 | 885.625 | 0.20749 | 900
328 | 500010090 | 2022-01-06T10:00:00+01:00 | 1641459600 | 885.625 | 0.20749 | 900
329 | 500010090 | 2022-01-06T10:15:00+01:00 | 1641460500 | 885.625 | 0.20749 | 900
330 | 500010090 | 2022-01-06T10:30:00+01:00 | 1641461400 | 885.625 | 0.20749 | 900
331 | 500010090 | 2022-01-06T10:45:00+01:00 | 1641462300 | 885.625 | 0.20749 | 900
332 | 500010090 | 2022-01-06T11:00:00+01:00 | 1641463200 | 885.625 | 0.20749 | 900
333 | 500010090 | 2022-01-06T11:15:00+01:00 | 1641464100 | 885.625 | 0.20749 | 900
334 | 500010090 | 2022-01-06T11:30:00+01:00 | 1641465000 | 885.625 | 0.20749 | 900
335 | 500010090 | 2022-01-06T11:45:00+01:00 | 1641465900 | 885.625 | 0.20749 | 900
336 | 500010090 | 2022-01-06T12:00:00+01:00 | 1641466800 | 885.625 | 0.20749 | 900
337 | 500010090 | 2022-01-06T12:15:00+01:00 | 1641467700 | 750 | 0 | 900
338 | 500010090 | 2022-01-06T12:30:00+01:00 | 1641468600 | 740.6944 | 0 | 900
339 | 500010090 | 2022-01-06T12:45:00+01:00 | 1641469500 | 867.2724 | 0.18669 | 900
340 | 500010090 | 2022-01-06T13:00:00+01:00 | 1641470400 | 885.625 | 0.20749 | 900
341 | 500010090 | 2022-01-06T13:15:00+01:00 | 1641471300 | 953.4375 | 0.27204 | 900
342 | 500010090 | 2022-01-06T13:30:00+01:00 | 1641472200 | 953.4375 | 0.27204 | 900
343 | 500010090 | 2022-01-06T13:45:00+01:00 | 1641473100 | 885.625 | 0.20749 | 900
344 | 500010090 | 2022-01-06T14:00:00+01:00 | 1641474000 | 885.625 | 0.20749 | 900
345 | 500010090 | 2022-01-06T14:15:00+01:00 | 1641474900 | 885.625 | 0.20749 | 900
346 | 500010090 | 2022-01-06T14:30:00+01:00 | 1641475800 | 885.625 | 0.20749 | 900
347 | 500010090 | 2022-01-06T14:45:00+01:00 | 1641476700 | 885.625 | 0.20749 | 900
348 | 500010090 | 2022-01-06T15:00:00+01:00 | 1641477600 | 885.625 | 0.20749 | 900
349 | 500010090 | 2022-01-06T15:15:00+01:00 | 1641478500 | 885.625 | 0.20749 | 900
350 | 500010090 | 2022-01-06T15:30:00+01:00 | 1641479400 | 885.625 | 0.20749 | 900
351 | 500010090 | 2022-01-06T15:45:00+01:00 | 1641480300 | 885.625 | 0.20749 | 900
352 | 500010090 | 2022-01-06T16:00:00+01:00 | 1641481200 | 885.625 | 0.20749 | 900
353 | 500010090 | 2022-01-06T16:15:00+01:00 | 1641482100 | 750 | 0 | 900
354 | 500010090 | 2022-01-06T16:30:00+01:00 | 1641483000 | 740.6944 | 0 | 900
355 | 500010090 | 2022-01-06T16:45:00+01:00 | 1641483900 | 731.6474 | 0 | 900
356 | 500010090 | 2022-01-06T17:00:00+01:00 | 1641484800 | 722.8516 | 0 | 900
357 | 500010090 | 2022-01-06T17:15:00+01:00 | 1641485700 | 714.3002 | 0 | 900
358 | 500010090 | 2022-01-06T17:30:00+01:00 | 1641486600 | 705.9863 | 0 | 900
359 | 500010090 | 2022-01-06T17:45:00+01:00 | 1641487500 | 697.9033 | 0 | 900
360 | 500010090 | 2022-01-06T18:00:00+01:00 | 1641488400 | 690.0449 | 0 | 900
361 | 500010090 | 2022-01-06T18:15:00+01:00 | 1641489300 | 682.4048 | 0 | 900
362 | 500010090 | 2022-01-06T18:30:00+01:00 | 1641490200 | 674.9769 | 0 | 900
363 | 500010090 | 2022-01-06T18:45:00+01:00 | 1641491100 | 667.7553 | 0 | 900
364 | 500010090 | 2022-01-06T19:00:00+01:00 | 1641492000 | 660.7343 | 0 | 900
365 | 500010090 | 2022-01-06T19:15:00+01:00 | 1641492900 | 653.9084 | 0 | 900
366 | 500010090 | 2022-01-06T19:30:00+01:00 | 1641493800 | 647.272 | 0 | 900
367 | 500010090 | 2022-01-06T19:45:00+01:00 | 1641494700 | 640.82 | 0 | 900
368 | 500010090 | 2022-01-06T20:00:00+01:00 | 1641495600 | 634.5472 | 0 | 900
369 | 500010090 | 2022-01-06T20:15:00+01:00 | 1641496500 | 628.4487 | 0 | 900
370 | 500010090 | 2022-01-06T20:30:00+01:00 | 1641497400 | 622.5196 | 0 | 900
371 | 500010090 | 2022-01-06T20:45:00+01:00 | 1641498300 | 616.7551 | 0 | 900
372 | 500010090 | 2022-01-06T21:00:00+01:00 | 1641499200 | 611.1508 | 0 | 900
373 | 500010090 | 2022-01-06T21:15:00+01:00 | 1641500100 | 605.7022 | 0 | 900
374 | 500010090 | 2022-01-06T21:30:00+01:00 | 1641501000 | 600.4049 | 0 | 900
375 | 500010090 | 2022-01-06T21:45:00+01:00 | 1641501900 | 595.2548 | 0 | 900
376 | 500010090 | 2022-01-06T22:00:00+01:00 | 1641502800 | 590.2477 | 0 | 900
377 | 500010090 | 2022-01-06T22:15:00+01:00 | 1641503700 | 585.3797 | 0 | 900
378 | 500010090 | 2022-01-06T22:30:00+01:00 | 1641504600 | 580.6469 | 0 | 900
379 | 500010090 | 2022-01-06T22:45:00+01:00 | 1641505500 | 576.0456 | 0 | 900
380 | 500010090 | 2022-01-06T23:00:00+01:00 | 1641506400 | 571.5721 | 0 | 900
381 | 500010090 | 2022-01-06T23:15:00+01:00 | 1641507300 | 567.2229 | 0 | 900
382 | 500010090 | 2022-01-06T23:30:00+01:00 | 1641508200 | 562.9945 | 0 | 900
383 | 500010090 | 2022-01-06T23:45:00+01:00 | 1641509100 | 558.8835 | 0 | 900
384 | 500010090 | 2022-01-07T00:00:00+01:00 | 1641510000 | 554.8868 | 0 | 900
385 | 500010090 | 2022-01-07T00:15:00+01:00 | 1641510900 | 618.8135 | 0 | 900
386 | 500010090 | 2022-01-07T00:30:00+01:00 | 1641511800 | 680.9645 | 0 | 900
387 | 500010090 | 2022-01-07T00:45:00+01:00 | 1641512700 | 741.3891 | 0 | 900
388 | 500010090 | 2022-01-07T01:00:00+01:00 | 1641513600 | 800.1353 | 0 | 900
389 | 500010090 | 2022-01-07T01:15:00+01:00 | 1641514500 | 857.2496 | 0.17461 | 900
390 | 500010090 | 2022-01-07T01:30:00+01:00 | 1641515400 | 817.8125 | 0 | 900
391 | 500010090 | 2022-01-07T01:45:00+01:00 | 1641516300 | 874.4358 | 0.19501 | 900
392 | 500010090 | 2022-01-07T02:00:00+01:00 | 1641517200 | 817.8125 | 0 | 900
393 | 500010090 | 2022-01-07T02:15:00+01:00 | 1641518100 | 874.4358 | 0.19501 | 900
394 | 500010090 | 2022-01-07T02:30:00+01:00 | 1641519000 | 817.8125 | 0 | 900
395 | 500010090 | 2022-01-07T02:45:00+01:00 | 1641519900 | 874.4358 | 0.19501 | 900
396 | 500010090 | 2022-01-07T03:00:00+01:00 | 1641520800 | 817.8125 | 0 | 900
397 | 500010090 | 2022-01-07T03:15:00+01:00 | 1641521700 | 874.4358 | 0.19501 | 900
398 | 500010090 | 2022-01-07T03:30:00+01:00 | 1641522600 | 817.8125 | 0 | 900
399 | 500010090 | 2022-01-07T03:45:00+01:00 | 1641523500 | 874.4358 | 0.19501 | 900
400 | 500010090 | 2022-01-07T04:00:00+01:00 | 1641524400 | 817.8125 | 0 | 900
401 | 500010090 | 2022-01-07T04:15:00+01:00 | 1641525300 | 874.4358 | 0.19501 | 900
402 | 500010090 | 2022-01-07T04:30:00+01:00 | 1641526200 | 817.8125 | 0 | 900
403 | 500010090 | 2022-01-07T04:45:00+01:00 | 1641527100 | 874.4358 | 0.19501 | 900
404 | 500010090 | 2022-01-07T05:00:00+01:00 | 1641528000 | 817.8125 | 0 | 900
405 | 500010090 | 2022-01-07T05:15:00+01:00 | 1641528900 | 874.4358 | 0.19501 | 900
406 | 500010090 | 2022-01-07T05:30:00+01:00 | 1641529800 | 817.8125 | 0 | 900
407 | 500010090 | 2022-01-07T05:45:00+01:00 | 1641530700 | 874.4358 | 0.19501 | 900
408 | 500010090 | 2022-01-07T06:00:00+01:00 | 1641531600 | 817.8125 | 0 | 900
409 | 500010090 | 2022-01-07T06:15:00+01:00 | 1641532500 | 874.4358 | 0.19501 | 900
410 | 500010090 | 2022-01-07T06:30:00+01:00 | 1641533400 | 817.8125 | 0 | 900
411 | 500010090 | 2022-01-07T06:45:00+01:00 | 1641534300 | 874.4358 | 0.19501 | 900
412 | 500010090 | 2022-01-07T07:00:00+01:00 | 1641535200 | 817.8125 | 0 | 900
413 | 500010090 | 2022-01-07T07:15:00+01:00 | 1641536100 | 874.4358 | 0.19501 | 900
414 | 500010090 | 2022-01-07T07:30:00+01:00 | 1641537000 | 817.8125 | 0 | 900
415 | 500010090 | 2022-01-07T07:45:00+01:00 | 1641537900 | 874.4358 | 0.19501 | 900
416 | 500010090 | 2022-01-07T08:00:00+01:00 | 1641538800 | 817.8125 | 0 | 900
417 | 500010090 | 2022-01-07T08:15:00+01:00 | 1641539700 | 874.4358 | 0.19501 | 900
418 | 500010090 | 2022-01-07T08:30:00+01:00 | 1641540600 | 817.8125 | 0 | 900
419 | 500010090 | 2022-01-07T08:45:00+01:00 | 1641541500 | 1010.0608 | 0.31466 | 900
420 | 500010090 | 2022-01-07T09:00:00+01:00 | 1641542400 | 953.4375 | 0.27204 | 900
421 | 500010090 | 2022-01-07T09:15:00+01:00 | 1641543300 | 885.625 | 0.20749 | 900
422 | 500010090 | 2022-01-07T09:30:00+01:00 | 1641544200 | 885.625 | 0.20749 | 900
423 | 500010090 | 2022-01-07T09:45:00+01:00 | 1641545100 | 885.625 | 0.20749 | 900
424 | 500010090 | 2022-01-07T10:00:00+01:00 | 1641546000 | 885.625 | 0.20749 | 900
425 | 500010090 | 2022-01-07T10:15:00+01:00 | 1641546900 | 885.625 | 0.20749 | 900
426 | 500010090 | 2022-01-07T10:30:00+01:00 | 1641547800 | 885.625 | 0.20749 | 900
427 | 500010090 | 2022-01-07T10:45:00+01:00 | 1641548700 | 885.625 | 0.20749 | 900
428 | 500010090 | 2022-01-07T11:00:00+01:00 | 1641549600 | 885.625 | 0.20749 | 900
429 | 500010090 | 2022-01-07T11:15:00+01:00 | 1641550500 | 885.625 | 0.20749 | 900
430 | 500010090 | 2022-01-07T11:30:00+01:00 | 1641551400 | 885.625 | 0.20749 | 900
431 | 500010090 | 2022-01-07T11:45:00+01:00 | 1641552300 | 885.625 | 0.20749 | 900
432 | 500010090 | 2022-01-07T12:00:00+01:00 | 1641553200 | 885.625 | 0.20749 | 900
433 | 500010090 | 2022-01-07T12:15:00+01:00 | 1641554100 | 750 | 0 | 900
434 | 500010090 | 2022-01-07T12:30:00+01:00 | 1641555000 | 740.6944 | 0 | 900
435 | 500010090 | 2022-01-07T12:45:00+01:00 | 1641555900 | 867.2724 | 0.18669 | 900
436 | 500010090 | 2022-01-07T13:00:00+01:00 | 1641556800 | 885.625 | 0.20749 | 900
437 | 500010090 | 2022-01-07T13:15:00+01:00 | 1641557700 | 953.4375 | 0.27204 | 900
438 | 500010090 | 2022-01-07T13:30:00+01:00 | 1641558600 | 953.4375 | 0.27204 | 900
439 | 500010090 | 2022-01-07T13:45:00+01:00 | 1641559500 | 885.625 | 0.20749 | 900
440 | 500010090 | 2022-01-07T14:00:00+01:00 | 1641560400 | 885.625 | 0.20749 | 900
441 | 500010090 | 2022-01-07T14:15:00+01:00 | 1641561300 | 885.625 | 0.20749 | 900
442 | 500010090 | 2022-01-07T14:30:00+01:00 | 1641562200 | 885.625 | 0.20749 | 900
443 | 500010090 | 2022-01-07T14:45:00+01:00 | 1641563100 | 885.625 | 0.20749 | 900
444 | 500010090 | 2022-01-07T15:00:00+01:00 | 1641564000 | 885.625 | 0.20749 | 900
445 | 500010090 | 2022-01-07T15:15:00+01:00 | 1641564900 | 885.625 | 0.20749 | 900
446 | 500010090 | 2022-01-07T15:30:00+01:00 | 1641565800 | 885.625 | 0.20749 | 900
447 | 500010090 | 2022-01-07T15:45:00+01:00 | 1641566700 | 885.625 | 0.20749 | 900
448 | 500010090 | 2022-01-07T16:00:00+01:00 | 1641567600 | 885.625 | 0.20749 | 900
449 | 500010090 | 2022-01-07T16:15:00+01:00 | 1641568500 | 750 | 0 | 900
450 | 500010090 | 2022-01-07T16:30:00+01:00 | 1641569400 | 740.6944 | 0 | 900
451 | 500010090 | 2022-01-07T16:45:00+01:00 | 1641570300 | 731.6474 | 0 | 900
452 | 500010090 | 2022-01-07T17:00:00+01:00 | 1641571200 | 722.8516 | 0 | 900
453 | 500010090 | 2022-01-07T17:15:00+01:00 | 1641572100 | 714.3002 | 0 | 900
454 | 500010090 | 2022-01-07T17:30:00+01:00 | 1641573000 | 705.9863 | 0 | 900
455 | 500010090 | 2022-01-07T17:45:00+01:00 | 1641573900 | 697.9033 | 0 | 900
456 | 500010090 | 2022-01-07T18:00:00+01:00 | 1641574800 | 690.0449 | 0 | 900
457 | 500010090 | 2022-01-07T18:15:00+01:00 | 1641575700 | 682.4048 | 0 | 900
458 | 500010090 | 2022-01-07T18:30:00+01:00 | 1641576600 | 674.9769 | 0 | 900
459 | 500010090 | 2022-01-07T18:45:00+01:00 | 1641577500 | 667.7553 | 0 | 900
460 | 500010090 | 2022-01-07T19:00:00+01:00 | 1641578400 | 660.7343 | 0 | 900
461 | 500010090 | 2022-01-07T19:15:00+01:00 | 1641579300 | 653.9084 | 0 | 900
462 | 500010090 | 2022-01-07T19:30:00+01:00 | 1641580200 | 647.272 | 0 | 900
463 | 500010090 | 2022-01-07T19:45:00+01:00 | 1641581100 | 640.82 | 0 | 900
464 | 500010090 | 2022-01-07T20:00:00+01:00 | 1641582000 | 634.5472 | 0 | 900
465 | 500010090 | 2022-01-07T20:15:00+01:00 | 1641582900 | 628.4487 | 0 | 900
466 | 500010090 | 2022-01-07T20:30:00+01:00 | 1641583800 | 622.5196 | 0 | 900
467 | 500010090 | 2022-01-07T20:45:00+01:00 | 1641584700 | 616.7551 | 0 | 900
468 | 500010090 | 2022-01-07T21:00:00+01:00 | 1641585600 | 611.1508 | 0 | 900
469 | 500010090 | 2022-01-07T21:15:00+01:00 | 1641586500 | 605.7022 | 0 | 900
470 | 500010090 | 2022-01-07T21:30:00+01:00 | 1641587400 | 600.4049 | 0 | 900
471 | 500010090 | 2022-01-07T21:45:00+01:00 | 1641588300 | 595.2548 | 0 | 900
472 | 500010090 | 2022-01-07T22:00:00+01:00 | 1641589200 | 590.2477 | 0 | 900
473 | 500010090 | 2022-01-07T22:15:00+01:00 | 1641590100 | 585.3797 | 0 | 900
474 | 500010090 | 2022-01-07T22:30:00+01:00 | 1641591000 | 580.6469 | 0 | 900
475 | 500010090 | 2022-01-07T22:45:00+01:00 | 1641591900 | 576.0456 | 0 | 900
476 | 500010090 | 2022-01-07T23:00:00+01:00 | 1641592800 | 571.5721 | 0 | 900
477 | 500010090 | 2022-01-07T23:15:00+01:00 | 1641593700 | 567.2229 | 0 | 900
478 | 500010090 | 2022-01-07T23:30:00+01:00 | 1641594600 | 562.9945 | 0 | 900
479 | 500010090 | 2022-01-07T23:45:00+01:00 | 1641595500 | 558.8835 | 0 | 900
480 | 500010090 | 2022-01-08T00:00:00+01:00 | 1641596400 | 554.8868 | 0 | 900
481 | 500010090 | 2022-01-08T00:15:00+01:00 | 1641597300 | 618.8135 | 0 | 900
482 | 500010090 | 2022-01-08T00:30:00+01:00 | 1641598200 | 680.9645 | 0 | 900
483 | 500010090 | 2022-01-08T00:45:00+01:00 | 1641599100 | 741.3891 | 0 | 900
484 | 500010090 | 2022-01-08T01:00:00+01:00 | 1641600000 | 800.1353 | 0 | 900
485 | 500010090 | 2022-01-08T01:15:00+01:00 | 1641600900 | 857.2496 | 0.17461 | 900
486 | 500010090 | 2022-01-08T01:30:00+01:00 | 1641601800 | 817.8125 | 0 | 900
487 | 500010090 | 2022-01-08T01:45:00+01:00 | 1641602700 | 874.4358 | 0.19501 | 900
488 | 500010090 | 2022-01-08T02:00:00+01:00 | 1641603600 | 817.8125 | 0 | 900
489 | 500010090 | 2022-01-08T02:15:00+01:00 | 1641604500 | 874.4358 | 0.19501 | 900
490 | 500010090 | 2022-01-08T02:30:00+01:00 | 1641605400 | 817.8125 | 0 | 900
491 | 500010090 | 2022-01-08T02:45:00+01:00 | 1641606300 | 874.4358 | 0.19501 | 900
492 | 500010090 | 2022-01-08T03:00:00+01:00 | 1641607200 | 817.8125 | 0 | 900
493 | 500010090 | 2022-01-08T03:15:00+01:00 | 1641608100 | 874.4358 | 0.19501 | 900
494 | 500010090 | 2022-01-08T03:30:00+01:00 | 1641609000 | 817.8125 | 0 | 900
495 | 500010090 | 2022-01-08T03:45:00+01:00 | 1641609900 | 874.4358 | 0.19501 | 900
496 | 500010090 | 2022-01-08T04:00:00+01:00 | 1641610800 | 817.8125 | 0 | 900
497 | 500010090 | 2022-01-08T04:15:00+01:00 | 1641611700 | 874.4358 | 0.19501 | 900
498 | 500010090 | 2022-01-08T04:30:00+01:00 | 1641612600 | 817.8125 | 0 | 900
499 | 500010090 | 2022-01-08T04:45:00+01:00 | 1641613500 | 874.4358 | 0.19501 | 900
500 | 500010090 | 2022-01-08T05:00:00+01:00 | 1641614400 | 817.8125 | 0 | 900
501 | 500010090 | 2022-01-08T05:15:00+01:00 | 1641615300 | 874.4358 | 0.19501 | 900
502 | 500010090 | 2022-01-08T05:30:00+01:00 | 1641616200 | 817.8125 | 0 | 900
503 | 500010090 | 2022-01-08T05:45:00+01:00 | 1641617100 | 874.4358 | 0.19501 | 900
504 | 500010090 | 2022-01-08T06:00:00+01:00 | 1641618000 | 817.8125 | 0 | 900
505 | 500010090 | 2022-01-08T06:15:00+01:00 | 1641618900 | 874.4358 | 0.19501 | 900
506 | 500010090 | 2022-01-08T06:30:00+01:00 | 1641619800 | 817.8125 | 0 | 900
507 | 500010090 | 2022-01-08T06:45:00+01:00 | 1641620700 | 874.4358 | 0.19501 | 900
508 | 500010090 | 2022-01-08T07:00:00+01:00 | 1641621600 | 817.8125 | 0 | 900
509 | 500010090 | 2022-01-08T07:15:00+01:00 | 1641622500 | 874.4358 | 0.19501 | 900
510 | 500010090 | 2022-01-08T07:30:00+01:00 | 1641623400 | 817.8125 | 0 | 900
511 | 500010090 | 2022-01-08T07:45:00+01:00 | 1641624300 | 874.4358 | 0.19501 | 900
512 | 500010090 | 2022-01-08T08:00:00+01:00 | 1641625200 | 817.8125 | 0 | 900
513 | 500010090 | 2022-01-08T08:15:00+01:00 | 1641626100 | 874.4358 | 0.19501 | 900
514 | 500010090 | 2022-01-08T08:30:00+01:00 | 1641627000 | 817.8125 | 0 | 900
515 | 500010090 | 2022-01-08T08:45:00+01:00 | 1641627900 | 1010.0608 | 0.31466 | 900
516 | 500010090 | 2022-01-08T09:00:00+01:00 | 1641628800 | 953.4375 | 0.27204 | 900
517 | 500010090 | 2022-01-08T09:15:00+01:00 | 1641629700 | 885.625 | 0.20749 | 900
518 | 500010090 | 2022-01-08T09:30:00+01:00 | 1641630600 | 885.625 | 0.20749 | 900
519 | 500010090 | 2022-01-08T09:45:00+01:00 | 1641631500 | 885.625 | 0.20749 | 900
520 | 500010090 | 2022-01-08T10:00:00+01:00 | 1641632400 | 885.625 | 0.20749 | 900
521 | 500010090 | 2022-01-08T10:15:00+01:00 | 1641633300 | 885.625 | 0.20749 | 900
522 | 500010090 | 2022-01-08T10:30:00+01:00 | 1641634200 | 885.625 | 0.20749 | 900
523 | 500010090 | 2022-01-08T10:45:00+01:00 | 1641635100 | 885.625 | 0.20749 | 900
524 | 500010090 | 2022-01-08T11:00:00+01:00 | 1641636000 | 885.625 | 0.20749 | 900
525 | 500010090 | 2022-01-08T11:15:00+01:00 | 1641636900 | 885.625 | 0.20749 | 900
526 | 500010090 | 2022-01-08T11:30:00+01:00 | 1641637800 | 885.625 | 0.20749 | 900
527 | 500010090 | 2022-01-08T11:45:00+01:00 | 1641638700 | 885.625 | 0.20749 | 900
528 | 500010090 | 2022-01-08T12:00:00+01:00 | 1641639600 | 885.625 | 0.20749 | 900
529 | 500010090 | 2022-01-08T12:15:00+01:00 | 1641640500 | 750 | 0 | 900
530 | 500010090 | 2022-01-08T12:30:00+01:00 | 1641641400 | 740.6944 | 0 | 900
531 | 500010090 | 2022-01-08T12:45:00+01:00 | 1641642300 | 867.2724 | 0.18669 | 900
532 | 500010090 | 2022-01-08T13:00:00+01:00 | 1641643200 | 885.625 | 0.20749 | 900
533 | 500010090 | 2022-01-08T13:15:00+01:00 | 1641644100 | 817.8125 | 0 | 900
534 | 500010090 | 2022-01-08T13:30:00+01:00 | 1641645000 | 874.4358 | 0.19501 | 900
535 | 500010090 | 2022-01-08T13:45:00+01:00 | 1641645900 | 750 | 0 | 900
536 | 500010090 | 2022-01-08T14:00:00+01:00 | 1641646800 | 740.6944 | 0 | 900
537 | 500010090 | 2022-01-08T14:15:00+01:00 | 1641647700 | 731.6474 | 0 | 900
538 | 500010090 | 2022-01-08T14:30:00+01:00 | 1641648600 | 722.8516 | 0 | 900
539 | 500010090 | 2022-01-08T14:45:00+01:00 | 1641649500 | 714.3002 | 0 | 900
540 | 500010090 | 2022-01-08T15:00:00+01:00 | 1641650400 | 705.9863 | 0 | 900
541 | 500010090 | 2022-01-08T15:15:00+01:00 | 1641651300 | 697.9033 | 0 | 900
542 | 500010090 | 2022-01-08T15:30:00+01:00 | 1641652200 | 690.0449 | 0 | 900
543 | 500010090 | 2022-01-08T15:45:00+01:00 | 1641653100 | 682.4048 | 0 | 900
544 | 500010090 | 2022-01-08T16:00:00+01:00 | 1641654000 | 674.9769 | 0 | 900
545 | 500010090 | 2022-01-08T16:15:00+01:00 | 1641654900 | 667.7553 | 0 | 900
546 | 500010090 | 2022-01-08T16:30:00+01:00 | 1641655800 | 660.7343 | 0 | 900
547 | 500010090 | 2022-01-08T16:45:00+01:00 | 1641656700 | 653.9084 | 0 | 900
548 | 500010090 | 2022-01-08T17:00:00+01:00 | 1641657600 | 647.272 | 0 | 900
549 | 500010090 | 2022-01-08T17:15:00+01:00 | 1641658500 | 640.82 | 0 | 900
550 | 500010090 | 2022-01-08T17:30:00+01:00 | 1641659400 | 634.5472 | 0 | 900
551 | 500010090 | 2022-01-08T17:45:00+01:00 | 1641660300 | 628.4487 | 0 | 900
552 | 500010090 | 2022-01-08T18:00:00+01:00 | 1641661200 | 622.5196 | 0 | 900
553 | 500010090 | 2022-01-08T18:15:00+01:00 | 1641662100 | 616.7551 | 0 | 900
554 | 500010090 | 2022-01-08T18:30:00+01:00 | 1641663000 | 611.1508 | 0 | 900
555 | 500010090 | 2022-01-08T18:45:00+01:00 | 1641663900 | 605.7022 | 0 | 900
556 | 500010090 | 2022-01-08T19:00:00+01:00 | 1641664800 | 600.4049 | 0 | 900
557 | 500010090 | 2022-01-08T19:15:00+01:00 | 1641665700 | 595.2548 | 0 | 900
558 | 500010090 | 2022-01-08T19:30:00+01:00 | 1641666600 | 590.2477 | 0 | 900
559 | 500010090 | 2022-01-08T19:45:00+01:00 | 1641667500 | 585.3797 | 0 | 900
560 | 500010090 | 2022-01-08T20:00:00+01:00 | 1641668400 | 580.6469 | 0 | 900
561 | 500010090 | 2022-01-08T20:15:00+01:00 | 1641669300 | 576.0456 | 0 | 900
562 | 500010090 | 2022-01-08T20:30:00+01:00 | 1641670200 | 571.5721 | 0 | 900
563 | 500010090 | 2022-01-08T20:45:00+01:00 | 1641671100 | 567.2229 | 0 | 900
564 | 500010090 | 2022-01-08T21:00:00+01:00 | 1641672000 | 562.9945 | 0 | 900
565 | 500010090 | 2022-01-08T21:15:00+01:00 | 1641672900 | 558.8835 | 0 | 900
566 | 500010090 | 2022-01-08T21:30:00+01:00 | 1641673800 | 554.8868 | 0 | 900
567 | 500010090 | 2022-01-08T21:45:00+01:00 | 1641674700 | 551.001 | 0 | 900
568 | 500010090 | 2022-01-08T22:00:00+01:00 | 1641675600 | 547.2232 | 0 | 900
569 | 500010090 | 2022-01-08T22:15:00+01:00 | 1641676500 | 543.5504 | 0 | 900
570 | 500010090 | 2022-01-08T22:30:00+01:00 | 1641677400 | 539.9795 | 0 | 900
571 | 500010090 | 2022-01-08T22:45:00+01:00 | 1641678300 | 536.5079 | 0 | 900
572 | 500010090 | 2022-01-08T23:00:00+01:00 | 1641679200 | 533.1326 | 0 | 900
573 | 500010090 | 2022-01-08T23:15:00+01:00 | 1641680100 | 529.8512 | 0 | 900
574 | 500010090 | 2022-01-08T23:30:00+01:00 | 1641681000 | 526.6609 | 0 | 900
575 | 500010090 | 2022-01-08T23:45:00+01:00 | 1641681900 | 523.5592 | 0 | 900
576 | 500010090 | 2022-01-09T00:00:00+01:00 | 1641682800 | 520.5436 | 0 | 900
577 | 500010090 | 2022-01-09T00:15:00+01:00 | 1641683700 | 517.6119 | 0 | 900
578 | 500010090 | 2022-01-09T00:30:00+01:00 | 1641684600 | 514.7615 | 0 | 900
579 | 500010090 | 2022-01-09T00:45:00+01:00 | 1641685500 | 511.9904 | 0 | 900
580 | 500010090 | 2022-01-09T01:00:00+01:00 | 1641686400 | 509.2962 | 0 | 900
581 | 500010090 | 2022-01-09T01:15:00+01:00 | 1641687300 | 506.6769 | 0 | 900
582 | 500010090 | 2022-01-09T01:30:00+01:00 | 1641688200 | 504.1303 | 0 | 900
583 | 500010090 | 2022-01-09T01:45:00+01:00 | 1641689100 | 501.6545 | 0 | 900
584 | 500010090 | 2022-01-09T02:00:00+01:00 | 1641690000 | 499.2474 | 0 | 900
585 | 500010090 | 2022-01-09T02:15:00+01:00 | 1641690900 | 496.9072 | 0 | 900
586 | 500010090 | 2022-01-09T02:30:00+01:00 | 1641691800 | 494.632 | 0 | 900
587 | 500010090 | 2022-01-09T02:45:00+01:00 | 1641692700 | 492.42 | 0 | 900
588 | 500010090 | 2022-01-09T03:00:00+01:00 | 1641693600 | 490.2694 | 0 | 900
589 | 500010090 | 2022-01-09T03:15:00+01:00 | 1641694500 | 488.1786 | 0 | 900
590 | 500010090 | 2022-01-09T03:30:00+01:00 | 1641695400 | 486.1459 | 0 | 900
591 | 500010090 | 2022-01-09T03:45:00+01:00 | 1641696300 | 484.1696 | 0 | 900
592 | 500010090 | 2022-01-09T04:00:00+01:00 | 1641697200 | 482.2482 | 0 | 900
593 | 500010090 | 2022-01-09T04:15:00+01:00 | 1641698100 | 480.3802 | 0 | 900
594 | 500010090 | 2022-01-09T04:30:00+01:00 | 1641699000 | 478.5641 | 0 | 900
595 | 500010090 | 2022-01-09T04:45:00+01:00 | 1641699900 | 476.7984 | 0 | 900
596 | 500010090 | 2022-01-09T05:00:00+01:00 | 1641700800 | 475.0818 | 0 | 900
597 | 500010090 | 2022-01-09T05:15:00+01:00 | 1641701700 | 473.4129 | 0 | 900
598 | 500010090 | 2022-01-09T05:30:00+01:00 | 1641702600 | 471.7903 | 0 | 900
599 | 500010090 | 2022-01-09T05:45:00+01:00 | 1641703500 | 470.2128 | 0 | 900
600 | 500010090 | 2022-01-09T06:00:00+01:00 | 1641704400 | 468.6791 | 0 | 900
601 | 500010090 | 2022-01-09T06:15:00+01:00 | 1641705300 | 467.188 | 0 | 900
602 | 500010090 | 2022-01-09T06:30:00+01:00 | 1641706200 | 465.7383 | 0 | 900
603 | 500010090 | 2022-01-09T06:45:00+01:00 | 1641707100 | 464.3289 | 0 | 900
604 | 500010090 | 2022-01-09T07:00:00+01:00 | 1641708000 | 462.9587 | 0 | 900
605 | 500010090 | 2022-01-09T07:15:00+01:00 | 1641708900 | 461.6265 | 0 | 900
606 | 500010090 | 2022-01-09T07:30:00+01:00 | 1641709800 | 460.3313 | 0 | 900
607 | 500010090 | 2022-01-09T07:45:00+01:00 | 1641710700 | 459.0721 | 0 | 900
608 | 500010090 | 2022-01-09T08:00:00+01:00 | 1641711600 | 457.8479 | 0 | 900
609 | 500010090 | 2022-01-09T08:15:00+01:00 | 1641712500 | 456.6577 | 0 | 900
610 | 500010090 | 2022-01-09T08:30:00+01:00 | 1641713400 | 455.5005 | 0 | 900
611 | 500010090 | 2022-01-09T08:45:00+01:00 | 1641714300 | 454.3755 | 0 | 900
612 | 500010090 | 2022-01-09T09:00:00+01:00 | 1641715200 | 453.2817 | 0 | 900
613 | 500010090 | 2022-01-09T09:15:00+01:00 | 1641716100 | 452.2184 | 0 | 900
614 | 500010090 | 2022-01-09T09:30:00+01:00 | 1641717000 | 451.1845 | 0 | 900
615 | 500010090 | 2022-01-09T09:45:00+01:00 | 1641717900 | 450.1794 | 0 | 900
616 | 500010090 | 2022-01-09T10:00:00+01:00 | 1641718800 | 449.2022 | 0 | 900
617 | 500010090 | 2022-01-09T10:15:00+01:00 | 1641719700 | 448.2521 | 0 | 900
618 | 500010090 | 2022-01-09T10:30:00+01:00 | 1641720600 | 447.3285 | 0 | 900
619 | 500010090 | 2022-01-09T10:45:00+01:00 | 1641721500 | 446.4304 | 0 | 900
620 | 500010090 | 2022-01-09T11:00:00+01:00 | 1641722400 | 445.5574 | 0 | 900
621 | 500010090 | 2022-01-09T11:15:00+01:00 | 1641723300 | 444.7086 | 0 | 900
622 | 500010090 | 2022-01-09T11:30:00+01:00 | 1641724200 | 443.8833 | 0 | 900
623 | 500010090 | 2022-01-09T11:45:00+01:00 | 1641725100 | 443.081 | 0 | 900
624 | 500010090 | 2022-01-09T12:00:00+01:00 | 1641726000 | 442.301 | 0 | 900
625 | 500010090 | 2022-01-09T12:15:00+01:00 | 1641726900 | 441.5426 | 0 | 900
626 | 500010090 | 2022-01-09T12:30:00+01:00 | 1641727800 | 440.8053 | 0 | 900
627 | 500010090 | 2022-01-09T12:45:00+01:00 | 1641728700 | 440.0885 | 0 | 900
628 | 500010090 | 2022-01-09T13:00:00+01:00 | 1641729600 | 439.3916 | 0 | 900
629 | 500010090 | 2022-01-09T13:15:00+01:00 | 1641730500 | 438.7141 | 0 | 900
630 | 500010090 | 2022-01-09T13:30:00+01:00 | 1641731400 | 438.0553 | 0 | 900
631 | 500010090 | 2022-01-09T13:45:00+01:00 | 1641732300 | 437.4149 | 0 | 900
632 | 500010090 | 2022-01-09T14:00:00+01:00 | 1641733200 | 436.7923 | 0 | 900
633 | 500010090 | 2022-01-09T14:15:00+01:00 | 1641734100 | 436.1869 | 0 | 900
634 | 500010090 | 2022-01-09T14:30:00+01:00 | 1641735000 | 435.5984 | 0 | 900
635 | 500010090 | 2022-01-09T14:45:00+01:00 | 1641735900 | 435.0262 | 0 | 900
636 | 500010090 | 2022-01-09T15:00:00+01:00 | 1641736800 | 434.4699 | 0 | 900
637 | 500010090 | 2022-01-09T15:15:00+01:00 | 1641737700 | 433.9291 | 0 | 900
638 | 500010090 | 2022-01-09T15:30:00+01:00 | 1641738600 | 433.4033 | 0 | 900
639 | 500010090 | 2022-01-09T15:45:00+01:00 | 1641739500 | 432.8921 | 0 | 900
640 | 500010090 | 2022-01-09T16:00:00+01:00 | 1641740400 | 432.3951 | 0 | 900
641 | 500010090 | 2022-01-09T16:15:00+01:00 | 1641741300 | 431.9119 | 0 | 900
642 | 500010090 | 2022-01-09T16:30:00+01:00 | 1641742200 | 431.4421 | 0 | 900
643 | 500010090 | 2022-01-09T16:45:00+01:00 | 1641743100 | 430.9854 | 0 | 900
644 | 500010090 | 2022-01-09T17:00:00+01:00 | 1641744000 | 430.5414 | 0 | 900
645 | 500010090 | 2022-01-09T17:15:00+01:00 | 1641744900 | 430.1097 | 0 | 900
646 | 500010090 | 2022-01-09T17:30:00+01:00 | 1641745800 | 429.6899 | 0 | 900
647 | 500010090 | 2022-01-09T17:45:00+01:00 | 1641746700 | 429.2819 | 0 | 900
648 | 500010090 | 2022-01-09T18:00:00+01:00 | 1641747600 | 428.8852 | 0 | 900
649 | 500010090 | 2022-01-09T18:15:00+01:00 | 1641748500 | 428.4995 | 0 | 900
650 | 500010090 | 2022-01-09T18:30:00+01:00 | 1641749400 | 428.1245 | 0 | 900
651 | 500010090 | 2022-01-09T18:45:00+01:00 | 1641750300 | 427.7599 | 0 | 900
652 | 500010090 | 2022-01-09T19:00:00+01:00 | 1641751200 | 427.4055 | 0 | 900
653 | 500010090 | 2022-01-09T19:15:00+01:00 | 1641752100 | 427.0609 | 0 | 900
654 | 500010090 | 2022-01-09T19:30:00+01:00 | 1641753000 | 426.7259 | 0 | 900
655 | 500010090 | 2022-01-09T19:45:00+01:00 | 1641753900 | 426.4001 | 0 | 900
656 | 500010090 | 2022-01-09T20:00:00+01:00 | 1641754800 | 426.0835 | 0 | 900
657 | 500010090 | 2022-01-09T20:15:00+01:00 | 1641755700 | 425.7756 | 0 | 900
658 | 500010090 | 2022-01-09T20:30:00+01:00 | 1641756600 | 425.4763 | 0 | 900
659 | 500010090 | 2022-01-09T20:45:00+01:00 | 1641757500 | 425.1853 | 0 | 900
660 | 500010090 | 2022-01-09T21:00:00+01:00 | 1641758400 | 424.9023 | 0 | 900
661 | 500010090 | 2022-01-09T21:15:00+01:00 | 1641759300 | 424.6273 | 0 | 900
662 | 500010090 | 2022-01-09T21:30:00+01:00 | 1641760200 | 424.3598 | 0 | 900
663 | 500010090 | 2022-01-09T21:45:00+01:00 | 1641761100 | 424.0999 | 0 | 900
664 | 500010090 | 2022-01-09T22:00:00+01:00 | 1641762000 | 423.8471 | 0 | 900
665 | 500010090 | 2022-01-09T22:15:00+01:00 | 1641762900 | 423.6013 | 0 | 900
666 | 500010090 | 2022-01-09T22:30:00+01:00 | 1641763800 | 423.3624 | 0 | 900
667 | 500010090 | 2022-01-09T22:45:00+01:00 | 1641764700 | 423.1301 | 0 | 900
668 | 500010090 | 2022-01-09T23:00:00+01:00 | 1641765600 | 422.9043 | 0 | 900
669 | 500010090 | 2022-01-09T23:15:00+01:00 | 1641766500 | 422.6847 | 0 | 900
670 | 500010090 | 2022-01-09T23:30:00+01:00 | 1641767400 | 422.4712 | 0 | 900
671 | 500010090 | 2022-01-09T23:45:00+01:00 | 1641768300 | 422.2637 | 0 | 900
672 | 500010090 | 2022-01-10T00:00:00+01:00 | 1641769200 | 422.0619 | 0 | 900
673 | 500010090 | 2022-01-10T00:15:00+01:00 | 1641770100 | 489.6783 | 0 | 900
674 | 500010090 | 2022-01-10T00:30:00+01:00 | 1641771000 | 555.4164 | 0 | 900
675 | 500010090 | 2022-01-10T00:45:00+01:00 | 1641771900 | 619.3284 | 0 | 900
676 | 500010090 | 2022-01-10T01:00:00+01:00 | 1641772800 | 681.4651 | 0 | 900
677 | 500010090 | 2022-01-10T01:15:00+01:00 | 1641773700 | 741.8758 | 0 | 900
678 | 500010090 | 2022-01-10T01:30:00+01:00 | 1641774600 | 800.6084 | 0 | 900
679 | 500010090 | 2022-01-10T01:45:00+01:00 | 1641775500 | 857.7096 | 0.17517 | 900
680 | 500010090 | 2022-01-10T02:00:00+01:00 | 1641776400 | 817.8125 | 0 | 900
681 | 500010090 | 2022-01-10T02:15:00+01:00 | 1641777300 | 874.4358 | 0.19501 | 900
682 | 500010090 | 2022-01-10T02:30:00+01:00 | 1641778200 | 817.8125 | 0 | 900
683 | 500010090 | 2022-01-10T02:45:00+01:00 | 1641779100 | 874.4358 | 0.19501 | 900
684 | 500010090 | 2022-01-10T03:00:00+01:00 | 1641780000 | 817.8125 | 0 | 900
685 | 500010090 | 2022-01-10T03:15:00+01:00 | 1641780900 | 874.4358 | 0.19501 | 900
686 | 500010090 | 2022-01-10T03:30:00+01:00 | 1641781800 | 817.8125 | 0 | 900
687 | 500010090 | 2022-01-10T03:45:00+01:00 | 1641782700 | 874.4358 | 0.19501 | 900
688 | 500010090 | 2022-01-10T04:00:00+01:00 | 1641783600 | 817.8125 | 0 | 900
689 | 500010090 | 2022-01-10T04:15:00+01:00 | 1641784500 | 874.4358 | 0.19501 | 900
690 | 500010090 | 2022-01-10T04:30:00+01:00 | 1641785400 | 817.8125 | 0 | 900
691 | 500010090 | 2022-01-10T04:45:00+01:00 | 1641786300 | 874.4358 | 0.19501 | 900
692 | 500010090 | 2022-01-10T05:00:00+01:00 | 1641787200 | 817.8125 | 0 | 900
693 | 500010090 | 2022-01-10T05:15:00+01:00 | 1641788100 | 874.4358 | 0.19501 | 900
694 | 500010090 | 2022-01-10T05:30:00+01:00 | 1641789000 | 817.8125 | 0 | 900
695 | 500010090 | 2022-01-10T05:45:00+01:00 | 1641789900 | 874.4358 | 0.19501 | 900
696 | 500010090 | 2022-01-10T06:00:00+01:00 | 1641790800 | 817.8125 | 0 | 900
697 | 500010090 | 2022-01-10T06:15:00+01:00 | 1641791700 | 874.4358 | 0.19501 | 900
698 | 500010090 | 2022-01-10T06:30:00+01:00 | 1641792600 | 817.8125 | 0 | 900
699 | 500010090 | 2022-01-10T06:45:00+01:00 | 1641793500 | 874.4358 | 0.19501 | 900
700 | 500010090 | 2022-01-10T07:00:00+01:00 | 1641794400 | 817.8125 | 0 | 900
701 | 500010090 | 2022-01-10T07:15:00+01:00 | 1641795300 | 874.4358 | 0.19501 | 900
702 | 500010090 | 2022-01-10T07:30:00+01:00 | 1641796200 | 817.8125 | 0 | 900
703 | 500010090 | 2022-01-10T07:45:00+01:00 | 1641797100 | 874.4358 | 0.19501 | 900
704 | 500010090 | 2022-01-10T08:00:00+01:00 | 1641798000 | 817.8125 | 0 | 900
705 | 500010090 | 2022-01-10T08:15:00+01:00 | 1641798900 | 874.4358 | 0.19501 | 900
706 | 500010090 | 2022-01-10T08:30:00+01:00 | 1641799800 | 817.8125 | 0 | 900
707 | 500010090 | 2022-01-10T08:45:00+01:00 | 1641800700 | 1010.0608 | 0.31466 | 900
708 | 500010090 | 2022-01-10T09:00:00+01:00 | 1641801600 | 953.4375 | 0.27204 | 900
709 | 500010090 | 2022-01-10T09:15:00+01:00 | 1641802500 | 885.625 | 0.20749 | 900
710 | 500010090 | 2022-01-10T09:30:00+01:00 | 1641803400 | 885.625 | 0.20749 | 900
711 | 500010090 | 2022-01-10T09:45:00+01:00 | 1641804300 | 885.625 | 0.20749 | 900
712 | 500010090 | 2022-01-10T10:00:00+01:00 | 1641805200 | 885.625 | 0.20749 | 900
713 | 500010090 | 2022-01-10T10:15:00+01:00 | 1641806100 | 885.625 | 0.20749 | 900
714 | 500010090 | 2022-01-10T10:30:00+01:00 | 1641807000 | 885.625 | 0.20749 | 900
715 | 500010090 | 2022-01-10T10:45:00+01:00 | 1641807900 | 885.625 | 0.20749 | 900
716 | 500010090 | 2022-01-10T11:00:00+01:00 | 1641808800 | 885.625 | 0.20749 | 900
717 | 500010090 | 2022-01-10T11:15:00+01:00 | 1641809700 | 885.625 | 0.20749 | 900
718 | 500010090 | 2022-01-10T11:30:00+01:00 | 1641810600 | 885.625 | 0.20749 | 900
719 | 500010090 | 2022-01-10T11:45:00+01:00 | 1641811500 | 885.625 | 0.20749 | 900
720 | 500010090 | 2022-01-10T12:00:00+01:00 | 1641812400 | 885.625 | 0.20749 | 900
721 | 500010090 | 2022-01-10T12:15:00+01:00 | 1641813300 | 750 | 0 | 900
722 | 500010090 | 2022-01-10T12:30:00+01:00 | 1641814200 | 740.6944 | 0 | 900
723 | 500010090 | 2022-01-10T12:45:00+01:00 | 1641815100 | 867.2724 | 0.18669 | 900
724 | 500010090 | 2022-01-10T13:00:00+01:00 | 1641816000 | 885.625 | 0.20749 | 900
725 | 500010090 | 2022-01-10T13:15:00+01:00 | 1641816900 | 953.4375 | 0.27204 | 900
726 | 500010090 | 2022-01-10T13:30:00+01:00 | 1641817800 | 953.4375 | 0.27204 | 900
727 | 500010090 | 2022-01-10T13:45:00+01:00 | 1641818700 | 885.625 | 0.20749 | 900
728 | 500010090 | 2022-01-10T14:00:00+01:00 | 1641819600 | 885.625 | 0.20749 | 900
729 | 500010090 | 2022-01-10T14:15:00+01:00 | 1641820500 | 885.625 | 0.20749 | 900
730 | 500010090 | 2022-01-10T14:30:00+01:00 | 1641821400 | 885.625 | 0.20749 | 900
731 | 500010090 | 2022-01-10T14:45:00+01:00 | 1641822300 | 885.625 | 0.20749 | 900
732 | 500010090 | 2022-01-10T15:00:00+01:00 | 1641823200 | 885.625 | 0.20749 | 900
733 | 500010090 | 2022-01-10T15:15:00+01:00 | 1641824100 | 885.625 | 0.20749 | 900
734 | 500010090 | 2022-01-10T15:30:00+01:00 | 1641825000 | 885.625 | 0.20749 | 900
735 | 500010090 | 2022-01-10T15:45:00+01:00 | 1641825900 | 885.625 | 0.20749 | 900
736 | 500010090 | 2022-01-10T16:00:00+01:00 | 1641826800 | 885.625 | 0.20749 | 900
737 | 500010090 | 2022-01-10T16:15:00+01:00 | 1641827700 | 750 | 0 | 900
738 | 500010090 | 2022-01-10T16:30:00+01:00 | 1641828600 | 740.6944 | 0 | 900
739 | 500010090 | 2022-01-10T16:45:00+01:00 | 1641829500 | 731.6474 | 0 | 900
740 | 500010090 | 2022-01-10T17:00:00+01:00 | 1641830400 | 722.8516 | 0 | 900
741 | 500010090 | 2022-01-10T17:15:00+01:00 | 1641831300 | 714.3002 | 0 | 900
742 | 500010090 | 2022-01-10T17:30:00+01:00 | 1641832200 | 705.9863 | 0 | 900
743 | 500010090 | 2022-01-10T17:45:00+01:00 | 1641833100 | 697.9033 | 0 | 900
744 | 500010090 | 2022-01-10T18:00:00+01:00 | 1641834000 | 690.0449 | 0 | 900
745 | 500010090 | 2022-01-10T18:15:00+01:00 | 1641834900 | 682.4048 | 0 | 900
746 | 500010090 | 2022-01-10T18:30:00+01:00 | 1641835800 | 674.9769 | 0 | 900
747 | 500010090 | 2022-01-10T18:45:00+01:00 | 1641836700 | 667.7553 | 0 | 900
748 | 500010090 | 2022-01-10T19:00:00+01:00 | 1641837600 | 660.7343 | 0 | 900
749 | 500010090 | 2022-01-10T19:15:00+01:00 | 1641838500 | 653.9084 | 0 | 900
750 | 500010090 | 2022-01-10T19:30:00+01:00 | 1641839400 | 647.272 | 0 | 900
751 | 500010090 | 2022-01-10T19:45:00+01:00 | 1641840300 | 640.82 | 0 | 900
752 | 500010090 | 2022-01-10T20:00:00+01:00 | 1641841200 | 634.5472 | 0 | 900
753 | 500010090 | 2022-01-10T20:15:00+01:00 | 1641842100 | 628.4487 | 0 | 900
754 | 500010090 | 2022-01-10T20:30:00+01:00 | 1641843000 | 622.5196 | 0 | 900
755 | 500010090 | 2022-01-10T20:45:00+01:00 | 1641843900 | 616.7551 | 0 | 900
756 | 500010090 | 2022-01-10T21:00:00+01:00 | 1641844800 | 611.1508 | 0 | 900
757 | 500010090 | 2022-01-10T21:15:00+01:00 | 1641845700 | 605.7022 | 0 | 900
758 | 500010090 | 2022-01-10T21:30:00+01:00 | 1641846600 | 600.4049 | 0 | 900
759 | 500010090 | 2022-01-10T21:45:00+01:00 | 1641847500 | 595.2548 | 0 | 900
760 | 500010090 | 2022-01-10T22:00:00+01:00 | 1641848400 | 590.2477 | 0 | 900
761 | 500010090 | 2022-01-10T22:15:00+01:00 | 1641849300 | 585.3797 | 0 | 900
762 | 500010090 | 2022-01-10T22:30:00+01:00 | 1641850200 | 580.6469 | 0 | 900
763 | 500010090 | 2022-01-10T22:45:00+01:00 | 1641851100 | 576.0456 | 0 | 900
764 | 500010090 | 2022-01-10T23:00:00+01:00 | 1641852000 | 571.5721 | 0 | 900
765 | 500010090 | 2022-01-10T23:15:00+01:00 | 1641852900 | 567.2229 | 0 | 900
766 | 500010090 | 2022-01-10T23:30:00+01:00 | 1641853800 | 562.9945 | 0 | 900
767 | 500010090 | 2022-01-10T23:45:00+01:00 | 1641854700 | 558.8835 | 0 | 900
768 | 500010090 | 2022-01-11T00:00:00+01:00 | 1641855600 | 554.8868 | 0 | 900
769 | 500010090 | 2022-01-11T00:15:00+01:00 | 1641856500 | 618.8135 | 0 | 900
770 | 500010090 | 2022-01-11T00:30:00+01:00 | 1641857400 | 680.9645 | 0 | 900
771 | 500010090 | 2022-01-11T00:45:00+01:00 | 1641858300 | 741.3891 | 0 | 900
772 | 500010090 | 2022-01-11T01:00:00+01:00 | 1641859200 | 800.1353 | 0 | 900
773 | 500010090 | 2022-01-11T01:15:00+01:00 | 1641860100 | 857.2496 | 0.17461 | 900
774 | 500010090 | 2022-01-11T01:30:00+01:00 | 1641861000 | 817.8125 | 0 | 900
775 | 500010090 | 2022-01-11T01:45:00+01:00 | 1641861900 | 874.4358 | 0.19501 | 900
776 | 500010090 | 2022-01-11T02:00:00+01:00 | 1641862800 | 817.8125 | 0 | 900
777 | 500010090 | 2022-01-11T02:15:00+01:00 | 1641863700 | 874.4358 | 0.19501 | 900
778 | 500010090 | 2022-01-11T02:30:00+01:00 | 1641864600 | 817.8125 | 0 | 900
779 | 500010090 | 2022-01-11T02:45:00+01:00 | 1641865500 | 874.4358 | 0.19501 | 900
780 | 500010090 | 2022-01-11T03:00:00+01:00 | 1641866400 | 817.8125 | 0 | 900
781 | 500010090 | 2022-01-11T03:15:00+01:00 | 1641867300 | 874.4358 | 0.19501 | 900
782 | 500010090 | 2022-01-11T03:30:00+01:00 | 1641868200 | 817.8125 | 0 | 900
783 | 500010090 | 2022-01-11T03:45:00+01:00 | 1641869100 | 874.4358 | 0.19501 | 900
784 | 500010090 | 2022-01-11T04:00:00+01:00 | 1641870000 | 817.8125 | 0 | 900
785 | 500010090 | 2022-01-11T04:15:00+01:00 | 1641870900 | 874.4358 | 0.19501 | 900
786 | 500010090 | 2022-01-11T04:30:00+01:00 | 1641871800 | 817.8125 | 0 | 900
787 | 500010090 | 2022-01-11T04:45:00+01:00 | 1641872700 | 874.4358 | 0.19501 | 900
788 | 500010090 | 2022-01-11T05:00:00+01:00 | 1641873600 | 817.8125 | 0 | 900
789 | 500010090 | 2022-01-11T05:15:00+01:00 | 1641874500 | 874.4358 | 0.19501 | 900
790 | 500010090 | 2022-01-11T05:30:00+01:00 | 1641875400 | 817.8125 | 0 | 900
791 | 500010090 | 2022-01-11T05:45:00+01:00 | 1641876300 | 874.4358 | 0.19501 | 900
792 | 500010090 | 2022-01-11T06:00:00+01:00 | 1641877200 | 817.8125 | 0 | 900
793 | 500010090 | 2022-01-11T06:15:00+01:00 | 1641878100 | 874.4358 | 0.19501 | 900
794 | 500010090 | 2022-01-11T06:30:00+01:00 | 1641879000 | 817.8125 | 0 | 900
795 | 500010090 | 2022-01-11T06:45:00+01:00 | 1641879900 | 874.4358 | 0.19501 | 900
796 | 500010090 | 2022-01-11T07:00:00+01:00 | 1641880800 | 817.8125 | 0 | 900
797 | 500010090 | 2022-01-11T07:15:00+01:00 | 1641881700 | 874.4358 | 0.19501 | 900
798 | 500010090 | 2022-01-11T07:30:00+01:00 | 1641882600 | 817.8125 | 0 | 900
799 | 500010090 | 2022-01-11T07:45:00+01:00 | 1641883500 | 874.4358 | 0.19501 | 900
800 | 500010090 | 2022-01-11T08:00:00+01:00 | 1641884400 | 817.8125 | 0 | 900
801 | 500010090 | 2022-01-11T08:15:00+01:00 | 1641885300 | 874.4358 | 0.19501 | 900
802 | 500010090 | 2022-01-11T08:30:00+01:00 | 1641886200 | 817.8125 | 0 | 900
803 | 500010090 | 2022-01-11T08:45:00+01:00 | 1641887100 | 1010.0608 | 0.31466 | 900
804 | 500010090 | 2022-01-11T09:00:00+01:00 | 1641888000 | 953.4375 | 0.27204 | 900
805 | 500010090 | 2022-01-11T09:15:00+01:00 | 1641888900 | 885.625 | 0.20749 | 900
806 | 500010090 | 2022-01-11T09:30:00+01:00 | 1641889800 | 885.625 | 0.20749 | 900
807 | 500010090 | 2022-01-11T09:45:00+01:00 | 1641890700 | 885.625 | 0.20749 | 900
808 | 500010090 | 2022-01-11T10:00:00+01:00 | 1641891600 | 885.625 | 0.20749 | 900
809 | 500010090 | 2022-01-11T10:15:00+01:00 | 1641892500 | 885.625 | 0.20749 | 900
810 | 500010090 | 2022-01-11T10:30:00+01:00 | 1641893400 | 885.625 | 0.20749 | 900
811 | 500010090 | 2022-01-11T10:45:00+01:00 | 1641894300 | 885.625 | 0.20749 | 900
812 | 500010090 | 2022-01-11T11:00:00+01:00 | 1641895200 | 885.625 | 0.20749 | 900
813 | 500010090 | 2022-01-11T11:15:00+01:00 | 1641896100 | 885.625 | 0.20749 | 900
814 | 500010090 | 2022-01-11T11:30:00+01:00 | 1641897000 | 885.625 | 0.20749 | 900
815 | 500010090 | 2022-01-11T11:45:00+01:00 | 1641897900 | 885.625 | 0.20749 | 900
816 | 500010090 | 2022-01-11T12:00:00+01:00 | 1641898800 | 885.625 | 0.20749 | 900
817 | 500010090 | 2022-01-11T12:15:00+01:00 | 1641899700 | 750 | 0 | 900
818 | 500010090 | 2022-01-11T12:30:00+01:00 | 1641900600 | 740.6944 | 0 | 900
819 | 500010090 | 2022-01-11T12:45:00+01:00 | 1641901500 | 867.2724 | 0.18669 | 900
820 | 500010090 | 2022-01-11T13:00:00+01:00 | 1641902400 | 885.625 | 0.20749 | 900
821 | 500010090 | 2022-01-11T13:15:00+01:00 | 1641903300 | 953.4375 | 0.27204 | 900
822 | 500010090 | 2022-01-11T13:30:00+01:00 | 1641904200 | 953.4375 | 0.27204 | 900
823 | 500010090 | 2022-01-11T13:45:00+01:00 | 1641905100 | 885.625 | 0.20749 | 900
824 | 500010090 | 2022-01-11T14:00:00+01:00 | 1641906000 | 885.625 | 0.20749 | 900
825 | 500010090 | 2022-01-11T14:15:00+01:00 | 1641906900 | 885.625 | 0.20749 | 900
826 | 500010090 | 2022-01-11T14:30:00+01:00 | 1641907800 | 885.625 | 0.20749 | 900
827 | 500010090 | 2022-01-11T14:45:00+01:00 | 1641908700 | 885.625 | 0.20749 | 900
828 | 500010090 | 2022-01-11T15:00:00+01:00 | 1641909600 | 885.625 | 0.20749 | 900
829 | 500010090 | 2022-01-11T15:15:00+01:00 | 1641910500 | 885.625 | 0.20749 | 900
830 | 500010090 | 2022-01-11T15:30:00+01:00 | 1641911400 | 885.625 | 0.20749 | 900
831 | 500010090 | 2022-01-11T15:45:00+01:00 | 1641912300 | 885.625 | 0.20749 | 900
832 | 500010090 | 2022-01-11T16:00:00+01:00 | 1641913200 | 885.625 | 0.20749 | 900
833 | 500010090 | 2022-01-11T16:15:00+01:00 | 1641914100 | 750 | 0 | 900
834 | 500010090 | 2022-01-11T16:30:00+01:00 | 1641915000 | 740.6944 | 0 | 900
835 | 500010090 | 2022-01-11T16:45:00+01:00 | 1641915900 | 731.6474 | 0 | 900
836 | 500010090 | 2022-01-11T17:00:00+01:00 | 1641916800 | 722.8516 | 0 | 900
837 | 500010090 | 2022-01-11T17:15:00+01:00 | 1641917700 | 714.3002 | 0 | 900
838 | 500010090 | 2022-01-11T17:30:00+01:00 | 1641918600 | 705.9863 | 0 | 900
839 | 500010090 | 2022-01-11T17:45:00+01:00 | 1641919500 | 697.9033 | 0 | 900
840 | 500010090 | 2022-01-11T18:00:00+01:00 | 1641920400 | 690.0449 | 0 | 900
841 | 500010090 | 2022-01-11T18:15:00+01:00 | 1641921300 | 682.4048 | 0 | 900
842 | 500010090 | 2022-01-11T18:30:00+01:00 | 1641922200 | 674.9769 | 0 | 900
843 | 500010090 | 2022-01-11T18:45:00+01:00 | 1641923100 | 667.7553 | 0 | 900
844 | 500010090 | 2022-01-11T19:00:00+01:00 | 1641924000 | 660.7343 | 0 | 900
845 | 500010090 | 2022-01-11T19:15:00+01:00 | 1641924900 | 653.9084 | 0 | 900
846 | 500010090 | 2022-01-11T19:30:00+01:00 | 1641925800 | 647.272 | 0 | 900
847 | 500010090 | 2022-01-11T19:45:00+01:00 | 1641926700 | 640.82 | 0 | 900
848 | 500010090 | 2022-01-11T20:00:00+01:00 | 1641927600 | 634.5472 | 0 | 900
849 | 500010090 | 2022-01-11T20:15:00+01:00 | 1641928500 | 628.4487 | 0 | 900
850 | 500010090 | 2022-01-11T20:30:00+01:00 | 1641929400 | 622.5196 | 0 | 900
851 | 500010090 | 2022-01-11T20:45:00+01:00 | 1641930300 | 616.7551 | 0 | 900
852 | 500010090 | 2022-01-11T21:00:00+01:00 | 1641931200 | 611.1508 | 0 | 900
853 | 500010090 | 2022-01-11T21:15:00+01:00 | 1641932100 | 605.7022 | 0 | 900
854 | 500010090 | 2022-01-11T21:30:00+01:00 | 1641933000 | 600.4049 | 0 | 900
855 | 500010090 | 2022-01-11T21:45:00+01:00 | 1641933900 | 595.2548 | 0 | 900
856 | 500010090 | 2022-01-11T22:00:00+01:00 | 1641934800 | 590.2477 | 0 | 900
857 | 500010090 | 2022-01-11T22:15:00+01:00 | 1641935700 | 585.3797 | 0 | 900
858 | 500010090 | 2022-01-11T22:30:00+01:00 | 1641936600 | 580.6469 | 0 | 900
859 | 500010090 | 2022-01-11T22:45:00+01:00 | 1641937500 | 576.0456 | 0 | 900
860 | 500010090 | 2022-01-11T23:00:00+01:00 | 1641938400 | 571.5721 | 0 | 900
861 | 500010090 | 2022-01-11T23:15:00+01:00 | 1641939300 | 567.2229 | 0 | 900
862 | 500010090 | 2022-01-11T23:30:00+01:00 | 1641940200 | 562.9945 | 0 | 900
863 | 500010090 | 2022-01-11T23:45:00+01:00 | 1641941100 | 558.8835 | 0 | 900
864 | 500010090 | 2022-01-12T00:00:00+01:00 | 1641942000 | 554.8868 | 0 | 900
865 | 500010090 | 2022-01-12T00:15:00+01:00 | 1641942900 | 618.8135 | 0 | 900
866 | 500010090 | 2022-01-12T00:30:00+01:00 | 1641943800 | 680.9645 | 0 | 900
867 | 500010090 | 2022-01-12T00:45:00+01:00 | 1641944700 | 741.3891 | 0 | 900
868 | 500010090 | 2022-01-12T01:00:00+01:00 | 1641945600 | 800.1353 | 0 | 900
869 | 500010090 | 2022-01-12T01:15:00+01:00 | 1641946500 | 857.2496 | 0.17461 | 900
870 | 500010090 | 2022-01-12T01:30:00+01:00 | 1641947400 | 817.8125 | 0 | 900
871 | 500010090 | 2022-01-12T01:45:00+01:00 | 1641948300 | 874.4358 | 0.19501 | 900
872 | 500010090 | 2022-01-12T02:00:00+01:00 | 1641949200 | 817.8125 | 0 | 900
873 | 500010090 | 2022-01-12T02:15:00+01:00 | 1641950100 | 874.4358 | 0.19501 | 900
874 | 500010090 | 2022-01-12T02:30:00+01:00 | 1641951000 | 817.8125 | 0 | 900
875 | 500010090 | 2022-01-12T02:45:00+01:00 | 1641951900 | 874.4358 | 0.19501 | 900
876 | 500010090 | 2022-01-12T03:00:00+01:00 | 1641952800 | 817.8125 | 0 | 900
877 | 500010090 | 2022-01-12T03:15:00+01:00 | 1641953700 | 874.4358 | 0.19501 | 900
878 | 500010090 | 2022-01-12T03:30:00+01:00 | 1641954600 | 817.8125 | 0 | 900
879 | 500010090 | 2022-01-12T03:45:00+01:00 | 1641955500 | 874.4358 | 0.19501 | 900
880 | 500010090 | 2022-01-12T04:00:00+01:00 | 1641956400 | 817.8125 | 0 | 900
881 | 500010090 | 2022-01-12T04:15:00+01:00 | 1641957300 | 874.4358 | 0.19501 | 900
882 | 500010090 | 2022-01-12T04:30:00+01:00 | 1641958200 | 817.8125 | 0 | 900
883 | 500010090 | 2022-01-12T04:45:00+01:00 | 1641959100 | 874.4358 | 0.19501 | 900
884 | 500010090 | 2022-01-12T05:00:00+01:00 | 1641960000 | 817.8125 | 0 | 900
885 | 500010090 | 2022-01-12T05:15:00+01:00 | 1641960900 | 874.4358 | 0.19501 | 900
886 | 500010090 | 2022-01-12T05:30:00+01:00 | 1641961800 | 817.8125 | 0 | 900
887 | 500010090 | 2022-01-12T05:45:00+01:00 | 1641962700 | 874.4358 | 0.19501 | 900
888 | 500010090 | 2022-01-12T06:00:00+01:00 | 1641963600 | 817.8125 | 0 | 900
889 | 500010090 | 2022-01-12T06:15:00+01:00 | 1641964500 | 874.4358 | 0.19501 | 900
890 | 500010090 | 2022-01-12T06:30:00+01:00 | 1641965400 | 817.8125 | 0 | 900
891 | 500010090 | 2022-01-12T06:45:00+01:00 | 1641966300 | 874.4358 | 0.19501 | 900
892 | 500010090 | 2022-01-12T07:00:00+01:00 | 1641967200 | 817.8125 | 0 | 900
893 | 500010090 | 2022-01-12T07:15:00+01:00 | 1641968100 | 874.4358 | 0.19501 | 900
894 | 500010090 | 2022-01-12T07:30:00+01:00 | 1641969000 | 817.8125 | 0 | 900
895 | 500010090 | 2022-01-12T07:45:00+01:00 | 1641969900 | 874.4358 | 0.19501 | 900
896 | 500010090 | 2022-01-12T08:00:00+01:00 | 1641970800 | 817.8125 | 0 | 900
897 | 500010090 | 2022-01-12T08:15:00+01:00 | 1641971700 | 874.4358 | 0.19501 | 900
898 | 500010090 | 2022-01-12T08:30:00+01:00 | 1641972600 | 817.8125 | 0 | 900
899 | 500010090 | 2022-01-12T08:45:00+01:00 | 1641973500 | 1010.0608 | 0.31466 | 900
900 | 500010090 | 2022-01-12T09:00:00+01:00 | 1641974400 | 953.4375 | 0.27204 | 900
901 | 500010090 | 2022-01-12T09:15:00+01:00 | 1641975300 | 885.625 | 0.20749 | 900
902 | 500010090 | 2022-01-12T09:30:00+01:00 | 1641976200 | 885.625 | 0.20749 | 900
903 | 500010090 | 2022-01-12T09:45:00+01:00 | 1641977100 | 885.625 | 0.20749 | 900
904 | 500010090 | 2022-01-12T10:00:00+01:00 | 1641978000 | 885.625 | 0.20749 | 900
905 | 500010090 | 2022-01-12T10:15:00+01:00 | 1641978900 | 885.625 | 0.20749 | 900
906 | 500010090 | 2022-01-12T10:30:00+01:00 | 1641979800 | 885.625 | 0.20749 | 900
907 | 500010090 | 2022-01-12T10:45:00+01:00 | 1641980700 | 885.625 | 0.20749 | 900
908 | 500010090 | 2022-01-12T11:00:00+01:00 | 1641981600 | 885.625 | 0.20749 | 900
909 | 500010090 | 2022-01-12T11:15:00+01:00 | 1641982500 | 885.625 | 0.20749 | 900
910 | 500010090 | 2022-01-12T11:30:00+01:00 | 1641983400 | 885.625 | 0.20749 | 900
911 | 500010090 | 2022-01-12T11:45:00+01:00 | 1641984300 | 885.625 | 0.20749 | 900
912 | 500010090 | 2022-01-12T12:00:00+01:00 | 1641985200 | 885.625 | 0.20749 | 900
913 | 500010090 | 2022-01-12T12:15:00+01:00 | 1641986100 | 750 | 0 | 900
914 | 500010090 | 2022-01-12T12:30:00+01:00 | 1641987000 | 740.6944 | 0 | 900
915 | 500010090 | 2022-01-12T12:45:00+01:00 | 1641987900 | 867.2724 | 0.18669 | 900
916 | 500010090 | 2022-01-12T13:00:00+01:00 | 1641988800 | 885.625 | 0.20749 | 900
917 | 500010090 | 2022-01-12T13:15:00+01:00 | 1641989700 | 953.4375 | 0.27204 | 900
918 | 500010090 | 2022-01-12T13:30:00+01:00 | 1641990600 | 953.4375 | 0.27204 | 900
919 | 500010090 | 2022-01-12T13:45:00+01:00 | 1641991500 | 885.625 | 0.20749 | 900
920 | 500010090 | 2022-01-12T14:00:00+01:00 | 1641992400 | 885.625 | 0.20749 | 900
921 | 500010090 | 2022-01-12T14:15:00+01:00 | 1641993300 | 885.625 | 0.20749 | 900
922 | 500010090 | 2022-01-12T14:30:00+01:00 | 1641994200 | 885.625 | 0.20749 | 900
923 | 500010090 | 2022-01-12T14:45:00+01:00 | 1641995100 | 885.625 | 0.20749 | 900
924 | 500010090 | 2022-01-12T15:00:00+01:00 | 1641996000 | 885.625 | 0.20749 | 900
925 | 500010090 | 2022-01-12T15:15:00+01:00 | 1641996900 | 885.625 | 0.20749 | 900
926 | 500010090 | 2022-01-12T15:30:00+01:00 | 1641997800 | 885.625 | 0.20749 | 900
927 | 500010090 | 2022-01-12T15:45:00+01:00 | 1641998700 | 885.625 | 0.20749 | 900
928 | 500010090 | 2022-01-12T16:00:00+01:00 | 1641999600 | 885.625 | 0.20749 | 900
929 | 500010090 | 2022-01-12T16:15:00+01:00 | 1642000500 | 750 | 0 | 900
930 | 500010090 | 2022-01-12T16:30:00+01:00 | 1642001400 | 740.6944 | 0 | 900
931 | 500010090 | 2022-01-12T16:45:00+01:00 | 1642002300 | 731.6474 | 0 | 900
932 | 500010090 | 2022-01-12T17:00:00+01:00 | 1642003200 | 722.8516 | 0 | 900
933 | 500010090 | 2022-01-12T17:15:00+01:00 | 1642004100 | 714.3002 | 0 | 900
934 | 500010090 | 2022-01-12T17:30:00+01:00 | 1642005000 | 705.9863 | 0 | 900
935 | 500010090 | 2022-01-12T17:45:00+01:00 | 1642005900 | 697.9033 | 0 | 900
936 | 500010090 | 2022-01-12T18:00:00+01:00 | 1642006800 | 690.0449 | 0 | 900
937 | 500010090 | 2022-01-12T18:15:00+01:00 | 1642007700 | 682.4048 | 0 | 900
938 | 500010090 | 2022-01-12T18:30:00+01:00 | 1642008600 | 674.9769 | 0 | 900
939 | 500010090 | 2022-01-12T18:45:00+01:00 | 1642009500 | 667.7553 | 0 | 900
940 | 500010090 | 2022-01-12T19:00:00+01:00 | 1642010400 | 660.7343 | 0 | 900
941 | 500010090 | 2022-01-12T19:15:00+01:00 | 1642011300 | 653.9084 | 0 | 900
942 | 500010090 | 2022-01-12T19:30:00+01:00 | 1642012200 | 647.272 | 0 | 900
943 | 500010090 | 2022-01-12T19:45:00+01:00 | 1642013100 | 640.82 | 0 | 900
944 | 500010090 | 2022-01-12T20:00:00+01:00 | 1642014000 | 634.5472 | 0 | 900
945 | 500010090 | 2022-01-12T20:15:00+01:00 | 1642014900 | 628.4487 | 0 | 900
946 | 500010090 | 2022-01-12T20:30:00+01:00 | 1642015800 | 622.5196 | 0 | 900
947 | 500010090 | 2022-01-12T20:45:00+01:00 | 1642016700 | 616.7551 | 0 | 900
948 | 500010090 | 2022-01-12T21:00:00+01:00 | 1642017600 | 611.1508 | 0 | 900
949 | 500010090 | 2022-01-12T21:15:00+01:00 | 1642018500 | 605.7022 | 0 | 900
950 | 500010090 | 2022-01-12T21:30:00+01:00 | 1642019400 | 600.4049 | 0 | 900
951 | 500010090 | 2022-01-12T21:45:00+01:00 | 1642020300 | 595.2548 | 0 | 900
952 | 500010090 | 2022-01-12T22:00:00+01:00 | 1642021200 | 590.2477 | 0 | 900
953 | 500010090 | 2022-01-12T22:15:00+01:00 | 1642022100 | 585.3797 | 0 | 900
954 | 500010090 | 2022-01-12T22:30:00+01:00 | 1642023000 | 580.6469 | 0 | 900
955 | 500010090 | 2022-01-12T22:45:00+01:00 | 1642023900 | 576.0456 | 0 | 900
956 | 500010090 | 2022-01-12T23:00:00+01:00 | 1642024800 | 571.5721 | 0 | 900
957 | 500010090 | 2022-01-12T23:15:00+01:00 | 1642025700 | 567.2229 | 0 | 900
958 | 500010090 | 2022-01-12T23:30:00+01:00 | 1642026600 | 562.9945 | 0 | 900
959 | 500010090 | 2022-01-12T23:45:00+01:00 | 1642027500 | 558.8835 | 0 | 900
960 | 500010090 | 2022-01-13T00:00:00+01:00 | 1642028400 | 554.8868 | 0 | 900
961 | 500010090 | 2022-01-13T00:15:00+01:00 | 1642029300 | 618.8135 | 0 | 900
962 | 500010090 | 2022-01-13T00:30:00+01:00 | 1642030200 | 680.9645 | 0 | 900
963 | 500010090 | 2022-01-13T00:45:00+01:00 | 1642031100 | 741.3891 | 0 | 900
964 | 500010090 | 2022-01-13T01:00:00+01:00 | 1642032000 | 800.1353 | 0 | 900
965 | 500010090 | 2022-01-13T01:15:00+01:00 | 1642032900 | 857.2496 | 0.17461 | 900
966 | 500010090 | 2022-01-13T01:30:00+01:00 | 1642033800 | 817.8125 | 0 | 900
967 | 500010090 | 2022-01-13T01:45:00+01:00 | 1642034700 | 874.4358 | 0.19501 | 900
968 | 500010090 | 2022-01-13T02:00:00+01:00 | 1642035600 | 817.8125 | 0 | 900
969 | 500010090 | 2022-01-13T02:15:00+01:00 | 1642036500 | 874.4358 | 0.19501 | 900
970 | 500010090 | 2022-01-13T02:30:00+01:00 | 1642037400 | 817.8125 | 0 | 900
971 | 500010090 | 2022-01-13T02:45:00+01:00 | 1642038300 | 874.4358 | 0.19501 | 900
972 | 500010090 | 2022-01-13T03:00:00+01:00 | 1642039200 | 817.8125 | 0 | 900
973 | 500010090 | 2022-01-13T03:15:00+01:00 | 1642040100 | 874.4358 | 0.19501 | 900
974 | 500010090 | 2022-01-13T03:30:00+01:00 | 1642041000 | 817.8125 | 0 | 900
975 | 500010090 | 2022-01-13T03:45:00+01:00 | 1642041900 | 874.4358 | 0.19501 | 900
976 | 500010090 | 2022-01-13T04:00:00+01:00 | 1642042800 | 817.8125 | 0 | 900
977 | 500010090 | 2022-01-13T04:15:00+01:00 | 1642043700 | 874.4358 | 0.19501 | 900
978 | 500010090 | 2022-01-13T04:30:00+01:00 | 1642044600 | 817.8125 | 0 | 900
979 | 500010090 | 2022-01-13T04:45:00+01:00 | 1642045500 | 874.4358 | 0.19501 | 900
980 | 500010090 | 2022-01-13T05:00:00+01:00 | 1642046400 | 817.8125 | 0 | 900
981 | 500010090 | 2022-01-13T05:15:00+01:00 | 1642047300 | 874.4358 | 0.19501 | 900
982 | 500010090 | 2022-01-13T05:30:00+01:00 | 1642048200 | 817.8125 | 0 | 900
983 | 500010090 | 2022-01-13T05:45:00+01:00 | 1642049100 | 874.4358 | 0.19501 | 900
984 | 500010090 | 2022-01-13T06:00:00+01:00 | 1642050000 | 817.8125 | 0 | 900
985 | 500010090 | 2022-01-13T06:15:00+01:00 | 1642050900 | 874.4358 | 0.19501 | 900
986 | 500010090 | 2022-01-13T06:30:00+01:00 | 1642051800 | 817.8125 | 0 | 900
987 | 500010090 | 2022-01-13T06:45:00+01:00 | 1642052700 | 874.4358 | 0.19501 | 900
988 | 500010090 | 2022-01-13T07:00:00+01:00 | 1642053600 | 817.8125 | 0 | 900
989 | 500010090 | 2022-01-13T07:15:00+01:00 | 1642054500 | 874.4358 | 0.19501 | 900
990 | 500010090 | 2022-01-13T07:30:00+01:00 | 1642055400 | 817.8125 | 0 | 900
991 | 500010090 | 2022-01-13T07:45:00+01:00 | 1642056300 | 874.4358 | 0.19501 | 900
992 | 500010090 | 2022-01-13T08:00:00+01:00 | 1642057200 | 817.8125 | 0 | 900
993 | 500010090 | 2022-01-13T08:15:00+01:00 | 1642058100 | 874.4358 | 0.19501 | 900
994 | 500010090 | 2022-01-13T08:30:00+01:00 | 1642059000 | 817.8125 | 0 | 900
995 | 500010090 | 2022-01-13T08:45:00+01:00 | 1642059900 | 1010.0608 | 0.31466 | 900
996 | 500010090 | 2022-01-13T09:00:00+01:00 | 1642060800 | 953.4375 | 0.27204 | 900
997 | 500010090 | 2022-01-13T09:15:00+01:00 | 1642061700 | 885.625 | 0.20749 | 900
998 | 500010090 | 2022-01-13T09:30:00+01:00 | 1642062600 | 885.625 | 0.20749 | 900
999 | 500010090 | 2022-01-13T09:45:00+01:00 | 1642063500 | 885.625 | 0.20749 | 900
1000 | 500010090 | 2022-01-13T10:00:00+01:00 | 1642064400 | 885.625 | 0.20749 | 900
1001 | 500010090 | 2022-01-13T10:15:00+01:00 | 1642065300 | 885.625 | 0.20749 | 900
1002 | 500010090 | 2022-01-13T10:30:00+01:00 | 1642066200 | 885.625 | 0.20749 | 900
1003 | 500010090 | 2022-01-13T10:45:00+01:00 | 1642067100 | 885.625 | 0.20749 | 900
1004 | 500010090 | 2022-01-13T11:00:00+01:00 | 1642068000 | 885.625 | 0.20749 | 900
1005 | 500010090 | 2022-01-13T11:15:00+01:00 | 1642068900 | 885.625 | 0.20749 | 900
1006 | 500010090 | 2022-01-13T11:30:00+01:00 | 1642069800 | 885.625 | 0.20749 | 900
1007 | 500010090 | 2022-01-13T11:45:00+01:00 | 1642070700 | 885.625 | 0.20749 | 900
1008 | 500010090 | 2022-01-13T12:00:00+01:00 | 1642071600 | 885.625 | 0.20749 | 900
1009 | 500010090 | 2022-01-13T12:15:00+01:00 | 1642072500 | 750 | 0 | 900
1010 | 500010090 | 2022-01-13T12:30:00+01:00 | 1642073400 | 740.6944 | 0 | 900
1011 | 500010090 | 2022-01-13T12:45:00+01:00 | 1642074300 | 867.2724 | 0.18669 | 900
1012 | 500010090 | 2022-01-13T13:00:00+01:00 | 1642075200 | 885.625 | 0.20749 | 900
1013 | 500010090 | 2022-01-13T13:15:00+01:00 | 1642076100 | 953.4375 | 0.27204 | 900
1014 | 500010090 | 2022-01-13T13:30:00+01:00 | 1642077000 | 953.4375 | 0.27204 | 900
1015 | 500010090 | 2022-01-13T13:45:00+01:00 | 1642077900 | 885.625 | 0.20749 | 900
1016 | 500010090 | 2022-01-13T14:00:00+01:00 | 1642078800 | 885.625 | 0.20749 | 900
1017 | 500010090 | 2022-01-13T14:15:00+01:00 | 1642079700 | 885.625 | 0.20749 | 900
1018 | 500010090 | 2022-01-13T14:30:00+01:00 | 1642080600 | 885.625 | 0.20749 | 900
1019 | 500010090 | 2022-01-13T14:45:00+01:00 | 1642081500 | 885.625 | 0.20749 | 900
1020 | 500010090 | 2022-01-13T15:00:00+01:00 | 1642082400 | 885.625 | 0.20749 | 900
1021 | 500010090 | 2022-01-13T15:15:00+01:00 | 1642083300 | 885.625 | 0.20749 | 900
1022 | 500010090 | 2022-01-13T15:30:00+01:00 | 1642084200 | 885.625 | 0.20749 | 900
1023 | 500010090 | 2022-01-13T15:45:00+01:00 | 1642085100 | 885.625 | 0.20749 | 900
1024 | 500010090 | 2022-01-13T16:00:00+01:00 | 1642086000 | 885.625 | 0.20749 | 900
1025 | 500010090 | 2022-01-13T16:15:00+01:00 | 1642086900 | 750 | 0 | 900
1026 | 500010090 | 2022-01-13T16:30:00+01:00 | 1642087800 | 740.6944 | 0 | 900
1027 | 500010090 | 2022-01-13T16:45:00+01:00 | 1642088700 | 731.6474 | 0 | 900
1028 | 500010090 | 2022-01-13T17:00:00+01:00 | 1642089600 | 722.8516 | 0 | 900
1029 | 500010090 | 2022-01-13T17:15:00+01:00 | 1642090500 | 714.3002 | 0 | 900
1030 | 500010090 | 2022-01-13T17:30:00+01:00 | 1642091400 | 705.9863 | 0 | 900
1031 | 500010090 | 2022-01-13T17:45:00+01:00 | 1642092300 | 697.9033 | 0 | 900
1032 | 500010090 | 2022-01-13T18:00:00+01:00 | 1642093200 | 690.0449 | 0 | 900
1033 | 500010090 | 2022-01-13T18:15:00+01:00 | 1642094100 | 682.4048 | 0 | 900
1034 | 500010090 | 2022-01-13T18:30:00+01:00 | 1642095000 | 674.9769 | 0 | 900
1035 | 500010090 | 2022-01-13T18:45:00+01:00 | 1642095900 | 667.7553 | 0 | 900
1036 | 500010090 | 2022-01-13T19:00:00+01:00 | 1642096800 | 660.7343 | 0 | 900
1037 | 500010090 | 2022-01-13T19:15:00+01:00 | 1642097700 | 653.9084 | 0 | 900
1038 | 500010090 | 2022-01-13T19:30:00+01:00 | 1642098600 | 647.272 | 0 | 900
1039 | 500010090 | 2022-01-13T19:45:00+01:00 | 1642099500 | 640.82 | 0 | 900
1040 | 500010090 | 2022-01-13T20:00:00+01:00 | 1642100400 | 634.5472 | 0 | 900
1041 | 500010090 | 2022-01-13T20:15:00+01:00 | 1642101300 | 628.4487 | 0 | 900
1042 | 500010090 | 2022-01-13T20:30:00+01:00 | 1642102200 | 622.5196 | 0 | 900
1043 | 500010090 | 2022-01-13T20:45:00+01:00 | 1642103100 | 616.7551 | 0 | 900
1044 | 500010090 | 2022-01-13T21:00:00+01:00 | 1642104000 | 611.1508 | 0 | 900
1045 | 500010090 | 2022-01-13T21:15:00+01:00 | 1642104900 | 605.7022 | 0 | 900
1046 | 500010090 | 2022-01-13T21:30:00+01:00 | 1642105800 | 600.4049 | 0 | 900
1047 | 500010090 | 2022-01-13T21:45:00+01:00 | 1642106700 | 595.2548 | 0 | 900
1048 | 500010090 | 2022-01-13T22:00:00+01:00 | 1642107600 | 590.2477 | 0 | 900
1049 | 500010090 | 2022-01-13T22:15:00+01:00 | 1642108500 | 585.3797 | 0 | 900
1050 | 500010090 | 2022-01-13T22:30:00+01:00 | 1642109400 | 580.6469 | 0 | 900
1051 | 500010090 | 2022-01-13T22:45:00+01:00 | 1642110300 | 576.0456 | 0 | 900
1052 | 500010090 | 2022-01-13T23:00:00+01:00 | 1642111200 | 571.5721 | 0 | 900
1053 | 500010090 | 2022-01-13T23:15:00+01:00 | 1642112100 | 567.2229 | 0 | 900
1054 | 500010090 | 2022-01-13T23:30:00+01:00 | 1642113000 | 562.9945 | 0 | 900
1055 | 500010090 | 2022-01-13T23:45:00+01:00 | 1642113900 | 558.8835 | 0 | 900
1056 | 500010090 | 2022-01-14T00:00:00+01:00 | 1642114800 | 554.8868 | 0 | 900
1057 | 500010090 | 2022-01-14T00:15:00+01:00 | 1642115700 | 618.8135 | 0 | 900
1058 | 500010090 | 2022-01-14T00:30:00+01:00 | 1642116600 | 680.9645 | 0 | 900
1059 | 500010090 | 2022-01-14T00:45:00+01:00 | 1642117500 | 741.3891 | 0 | 900
1060 | 500010090 | 2022-01-14T01:00:00+01:00 | 1642118400 | 800.1353 | 0 | 900
1061 | 500010090 | 2022-01-14T01:15:00+01:00 | 1642119300 | 857.2496 | 0.17461 | 900
1062 | 500010090 | 2022-01-14T01:30:00+01:00 | 1642120200 | 817.8125 | 0 | 900
1063 | 500010090 | 2022-01-14T01:45:00+01:00 | 1642121100 | 874.4358 | 0.19501 | 900
1064 | 500010090 | 2022-01-14T02:00:00+01:00 | 1642122000 | 817.8125 | 0 | 900
1065 | 500010090 | 2022-01-14T02:15:00+01:00 | 1642122900 | 874.4358 | 0.19501 | 900
1066 | 500010090 | 2022-01-14T02:30:00+01:00 | 1642123800 | 817.8125 | 0 | 900
1067 | 500010090 | 2022-01-14T02:45:00+01:00 | 1642124700 | 874.4358 | 0.19501 | 900
1068 | 500010090 | 2022-01-14T03:00:00+01:00 | 1642125600 | 817.8125 | 0 | 900
1069 | 500010090 | 2022-01-14T03:15:00+01:00 | 1642126500 | 874.4358 | 0.19501 | 900
1070 | 500010090 | 2022-01-14T03:30:00+01:00 | 1642127400 | 817.8125 | 0 | 900
1071 | 500010090 | 2022-01-14T03:45:00+01:00 | 1642128300 | 874.4358 | 0.19501 | 900
1072 | 500010090 | 2022-01-14T04:00:00+01:00 | 1642129200 | 817.8125 | 0 | 900
1073 | 500010090 | 2022-01-14T04:15:00+01:00 | 1642130100 | 874.4358 | 0.19501 | 900
1074 | 500010090 | 2022-01-14T04:30:00+01:00 | 1642131000 | 817.8125 | 0 | 900
1075 | 500010090 | 2022-01-14T04:45:00+01:00 | 1642131900 | 874.4358 | 0.19501 | 900
1076 | 500010090 | 2022-01-14T05:00:00+01:00 | 1642132800 | 817.8125 | 0 | 900
1077 | 500010090 | 2022-01-14T05:15:00+01:00 | 1642133700 | 874.4358 | 0.19501 | 900
1078 | 500010090 | 2022-01-14T05:30:00+01:00 | 1642134600 | 817.8125 | 0 | 900
1079 | 500010090 | 2022-01-14T05:45:00+01:00 | 1642135500 | 874.4358 | 0.19501 | 900
1080 | 500010090 | 2022-01-14T06:00:00+01:00 | 1642136400 | 817.8125 | 0 | 900
1081 | 500010090 | 2022-01-14T06:15:00+01:00 | 1642137300 | 874.4358 | 0.19501 | 900
1082 | 500010090 | 2022-01-14T06:30:00+01:00 | 1642138200 | 817.8125 | 0 | 900
1083 | 500010090 | 2022-01-14T06:45:00+01:00 | 1642139100 | 874.4358 | 0.19501 | 900
1084 | 500010090 | 2022-01-14T07:00:00+01:00 | 1642140000 | 817.8125 | 0 | 900
1085 | 500010090 | 2022-01-14T07:15:00+01:00 | 1642140900 | 874.4358 | 0.19501 | 900
1086 | 500010090 | 2022-01-14T07:30:00+01:00 | 1642141800 | 817.8125 | 0 | 900
1087 | 500010090 | 2022-01-14T07:45:00+01:00 | 1642142700 | 874.4358 | 0.19501 | 900
1088 | 500010090 | 2022-01-14T08:00:00+01:00 | 1642143600 | 817.8125 | 0 | 900
1089 | 500010090 | 2022-01-14T08:15:00+01:00 | 1642144500 | 874.4358 | 0.19501 | 900
1090 | 500010090 | 2022-01-14T08:30:00+01:00 | 1642145400 | 817.8125 | 0 | 900
1091 | 500010090 | 2022-01-14T08:45:00+01:00 | 1642146300 | 1010.0608 | 0.31466 | 900
1092 | 500010090 | 2022-01-14T09:00:00+01:00 | 1642147200 | 953.4375 | 0.27204 | 900
1093 | 500010090 | 2022-01-14T09:15:00+01:00 | 1642148100 | 885.625 | 0.20749 | 900
1094 | 500010090 | 2022-01-14T09:30:00+01:00 | 1642149000 | 885.625 | 0.20749 | 900
1095 | 500010090 | 2022-01-14T09:45:00+01:00 | 1642149900 | 885.625 | 0.20749 | 900
1096 | 500010090 | 2022-01-14T10:00:00+01:00 | 1642150800 | 885.625 | 0.20749 | 900
1097 | 500010090 | 2022-01-14T10:15:00+01:00 | 1642151700 | 885.625 | 0.20749 | 900
1098 | 500010090 | 2022-01-14T10:30:00+01:00 | 1642152600 | 885.625 | 0.20749 | 900
1099 | 500010090 | 2022-01-14T10:45:00+01:00 | 1642153500 | 885.625 | 0.20749 | 900
1100 | 500010090 | 2022-01-14T11:00:00+01:00 | 1642154400 | 885.625 | 0.20749 | 900
1101 | 500010090 | 2022-01-14T11:15:00+01:00 | 1642155300 | 885.625 | 0.20749 | 900
1102 | 500010090 | 2022-01-14T11:30:00+01:00 | 1642156200 | 885.625 | 0.20749 | 900
1103 | 500010090 | 2022-01-14T11:45:00+01:00 | 1642157100 | 885.625 | 0.20749 | 900
1104 | 500010090 | 2022-01-14T12:00:00+01:00 | 1642158000 | 885.625 | 0.20749 | 900
1105 | 500010090 | 2022-01-14T12:15:00+01:00 | 1642158900 | 750 | 0 | 900
1106 | 500010090 | 2022-01-14T12:30:00+01:00 | 1642159800 | 740.6944 | 0 | 900
1107 | 500010090 | 2022-01-14T12:45:00+01:00 | 1642160700 | 867.2724 | 0.18669 | 900
1108 | 500010090 | 2022-01-14T13:00:00+01:00 | 1642161600 | 885.625 | 0.20749 | 900
1109 | 500010090 | 2022-01-14T13:15:00+01:00 | 1642162500 | 953.4375 | 0.27204 | 900
1110 | 500010090 | 2022-01-14T13:30:00+01:00 | 1642163400 | 953.4375 | 0.27204 | 900
1111 | 500010090 | 2022-01-14T13:45:00+01:00 | 1642164300 | 885.625 | 0.20749 | 900
1112 | 500010090 | 2022-01-14T14:00:00+01:00 | 1642165200 | 885.625 | 0.20749 | 900
1113 | 500010090 | 2022-01-14T14:15:00+01:00 | 1642166100 | 885.625 | 0.20749 | 900
1114 | 500010090 | 2022-01-14T14:30:00+01:00 | 1642167000 | 885.625 | 0.20749 | 900
1115 | 500010090 | 2022-01-14T14:45:00+01:00 | 1642167900 | 885.625 | 0.20749 | 900
1116 | 500010090 | 2022-01-14T15:00:00+01:00 | 1642168800 | 885.625 | 0.20749 | 900
1117 | 500010090 | 2022-01-14T15:15:00+01:00 | 1642169700 | 885.625 | 0.20749 | 900
1118 | 500010090 | 2022-01-14T15:30:00+01:00 | 1642170600 | 885.625 | 0.20749 | 900
1119 | 500010090 | 2022-01-14T15:45:00+01:00 | 1642171500 | 885.625 | 0.20749 | 900
1120 | 500010090 | 2022-01-14T16:00:00+01:00 | 1642172400 | 885.625 | 0.20749 | 900
1121 | 500010090 | 2022-01-14T16:15:00+01:00 | 1642173300 | 750 | 0 | 900
1122 | 500010090 | 2022-01-14T16:30:00+01:00 | 1642174200 | 740.6944 | 0 | 900
1123 | 500010090 | 2022-01-14T16:45:00+01:00 | 1642175100 | 731.6474 | 0 | 900
1124 | 500010090 | 2022-01-14T17:00:00+01:00 | 1642176000 | 722.8516 | 0 | 900
1125 | 500010090 | 2022-01-14T17:15:00+01:00 | 1642176900 | 714.3002 | 0 | 900
1126 | 500010090 | 2022-01-14T17:30:00+01:00 | 1642177800 | 705.9863 | 0 | 900
1127 | 500010090 | 2022-01-14T17:45:00+01:00 | 1642178700 | 697.9033 | 0 | 900
1128 | 500010090 | 2022-01-14T18:00:00+01:00 | 1642179600 | 690.0449 | 0 | 900
1129 | 500010090 | 2022-01-14T18:15:00+01:00 | 1642180500 | 682.4048 | 0 | 900
1130 | 500010090 | 2022-01-14T18:30:00+01:00 | 1642181400 | 674.9769 | 0 | 900
1131 | 500010090 | 2022-01-14T18:45:00+01:00 | 1642182300 | 667.7553 | 0 | 900
1132 | 500010090 | 2022-01-14T19:00:00+01:00 | 1642183200 | 660.7343 | 0 | 900
1133 | 500010090 | 2022-01-14T19:15:00+01:00 | 1642184100 | 653.9084 | 0 | 900
1134 | 500010090 | 2022-01-14T19:30:00+01:00 | 1642185000 | 647.272 | 0 | 900
1135 | 500010090 | 2022-01-14T19:45:00+01:00 | 1642185900 | 640.82 | 0 | 900
1136 | 500010090 | 2022-01-14T20:00:00+01:00 | 1642186800 | 634.5472 | 0 | 900
1137 | 500010090 | 2022-01-14T20:15:00+01:00 | 1642187700 | 628.4487 | 0 | 900
1138 | 500010090 | 2022-01-14T20:30:00+01:00 | 1642188600 | 622.5196 | 0 | 900
1139 | 500010090 | 2022-01-14T20:45:00+01:00 | 1642189500 | 616.7551 | 0 | 900
1140 | 500010090 | 2022-01-14T21:00:00+01:00 | 1642190400 | 611.1508 | 0 | 900
1141 | 500010090 | 2022-01-14T21:15:00+01:00 | 1642191300 | 605.7022 | 0 | 900
1142 | 500010090 | 2022-01-14T21:30:00+01:00 | 1642192200 | 600.4049 | 0 | 900
1143 | 500010090 | 2022-01-14T21:45:00+01:00 | 1642193100 | 595.2548 | 0 | 900
1144 | 500010090 | 2022-01-14T22:00:00+01:00 | 1642194000 | 590.2477 | 0 | 900
1145 | 500010090 | 2022-01-14T22:15:00+01:00 | 1642194900 | 585.3797 | 0 | 900
1146 | 500010090 | 2022-01-14T22:30:00+01:00 | 1642195800 | 580.6469 | 0 | 900
1147 | 500010090 | 2022-01-14T22:45:00+01:00 | 1642196700 | 576.0456 | 0 | 900
1148 | 500010090 | 2022-01-14T23:00:00+01:00 | 1642197600 | 571.5721 | 0 | 900
1149 | 500010090 | 2022-01-14T23:15:00+01:00 | 1642198500 | 567.2229 | 0 | 900
1150 | 500010090 | 2022-01-14T23:30:00+01:00 | 1642199400 | 562.9945 | 0 | 900
1151 | 500010090 | 2022-01-14T23:45:00+01:00 | 1642200300 | 558.8835 | 0 | 900
1152 | 500010090 | 2022-01-15T00:00:00+01:00 | 1642201200 | 554.8868 | 0 | 900
1153 | 500010090 | 2022-01-15T00:15:00+01:00 | 1642202100 | 618.8135 | 0 | 900
1154 | 500010090 | 2022-01-15T00:30:00+01:00 | 1642203000 | 680.9645 | 0 | 900
1155 | 500010090 | 2022-01-15T00:45:00+01:00 | 1642203900 | 741.3891 | 0 | 900
1156 | 500010090 | 2022-01-15T01:00:00+01:00 | 1642204800 | 800.1353 | 0 | 900
1157 | 500010090 | 2022-01-15T01:15:00+01:00 | 1642205700 | 857.2496 | 0.17461 | 900
1158 | 500010090 | 2022-01-15T01:30:00+01:00 | 1642206600 | 817.8125 | 0 | 900
1159 | 500010090 | 2022-01-15T01:45:00+01:00 | 1642207500 | 874.4358 | 0.19501 | 900
1160 | 500010090 | 2022-01-15T02:00:00+01:00 | 1642208400 | 817.8125 | 0 | 900
1161 | 500010090 | 2022-01-15T02:15:00+01:00 | 1642209300 | 874.4358 | 0.19501 | 900
1162 | 500010090 | 2022-01-15T02:30:00+01:00 | 1642210200 | 817.8125 | 0 | 900
1163 | 500010090 | 2022-01-15T02:45:00+01:00 | 1642211100 | 874.4358 | 0.19501 | 900
1164 | 500010090 | 2022-01-15T03:00:00+01:00 | 1642212000 | 817.8125 | 0 | 900
1165 | 500010090 | 2022-01-15T03:15:00+01:00 | 1642212900 | 874.4358 | 0.19501 | 900
1166 | 500010090 | 2022-01-15T03:30:00+01:00 | 1642213800 | 817.8125 | 0 | 900
1167 | 500010090 | 2022-01-15T03:45:00+01:00 | 1642214700 | 874.4358 | 0.19501 | 900
1168 | 500010090 | 2022-01-15T04:00:00+01:00 | 1642215600 | 817.8125 | 0 | 900
1169 | 500010090 | 2022-01-15T04:15:00+01:00 | 1642216500 | 874.4358 | 0.19501 | 900
1170 | 500010090 | 2022-01-15T04:30:00+01:00 | 1642217400 | 817.8125 | 0 | 900
1171 | 500010090 | 2022-01-15T04:45:00+01:00 | 1642218300 | 874.4358 | 0.19501 | 900
1172 | 500010090 | 2022-01-15T05:00:00+01:00 | 1642219200 | 817.8125 | 0 | 900
1173 | 500010090 | 2022-01-15T05:15:00+01:00 | 1642220100 | 874.4358 | 0.19501 | 900
1174 | 500010090 | 2022-01-15T05:30:00+01:00 | 1642221000 | 817.8125 | 0 | 900
1175 | 500010090 | 2022-01-15T05:45:00+01:00 | 1642221900 | 874.4358 | 0.19501 | 900
1176 | 500010090 | 2022-01-15T06:00:00+01:00 | 1642222800 | 817.8125 | 0 | 900
1177 | 500010090 | 2022-01-15T06:15:00+01:00 | 1642223700 | 874.4358 | 0.19501 | 900
1178 | 500010090 | 2022-01-15T06:30:00+01:00 | 1642224600 | 817.8125 | 0 | 900
1179 | 500010090 | 2022-01-15T06:45:00+01:00 | 1642225500 | 874.4358 | 0.19501 | 900
1180 | 500010090 | 2022-01-15T07:00:00+01:00 | 1642226400 | 817.8125 | 0 | 900
1181 | 500010090 | 2022-01-15T07:15:00+01:00 | 1642227300 | 874.4358 | 0.19501 | 900
1182 | 500010090 | 2022-01-15T07:30:00+01:00 | 1642228200 | 817.8125 | 0 | 900
1183 | 500010090 | 2022-01-15T07:45:00+01:00 | 1642229100 | 874.4358 | 0.19501 | 900
1184 | 500010090 | 2022-01-15T08:00:00+01:00 | 1642230000 | 817.8125 | 0 | 900
1185 | 500010090 | 2022-01-15T08:15:00+01:00 | 1642230900 | 874.4358 | 0.19501 | 900
1186 | 500010090 | 2022-01-15T08:30:00+01:00 | 1642231800 | 817.8125 | 0 | 900
1187 | 500010090 | 2022-01-15T08:45:00+01:00 | 1642232700 | 1010.0608 | 0.31466 | 900
1188 | 500010090 | 2022-01-15T09:00:00+01:00 | 1642233600 | 953.4375 | 0.27204 | 900
1189 | 500010090 | 2022-01-15T09:15:00+01:00 | 1642234500 | 885.625 | 0.20749 | 900
1190 | 500010090 | 2022-01-15T09:30:00+01:00 | 1642235400 | 885.625 | 0.20749 | 900
1191 | 500010090 | 2022-01-15T09:45:00+01:00 | 1642236300 | 885.625 | 0.20749 | 900
1192 | 500010090 | 2022-01-15T10:00:00+01:00 | 1642237200 | 885.625 | 0.20749 | 900
1193 | 500010090 | 2022-01-15T10:15:00+01:00 | 1642238100 | 885.625 | 0.20749 | 900
1194 | 500010090 | 2022-01-15T10:30:00+01:00 | 1642239000 | 885.625 | 0.20749 | 900
1195 | 500010090 | 2022-01-15T10:45:00+01:00 | 1642239900 | 885.625 | 0.20749 | 900
1196 | 500010090 | 2022-01-15T11:00:00+01:00 | 1642240800 | 885.625 | 0.20749 | 900
1197 | 500010090 | 2022-01-15T11:15:00+01:00 | 1642241700 | 885.625 | 0.20749 | 900
1198 | 500010090 | 2022-01-15T11:30:00+01:00 | 1642242600 | 885.625 | 0.20749 | 900
1199 | 500010090 | 2022-01-15T11:45:00+01:00 | 1642243500 | 885.625 | 0.20749 | 900
1200 | 500010090 | 2022-01-15T12:00:00+01:00 | 1642244400 | 885.625 | 0.20749 | 900
1201 | 500010090 | 2022-01-15T12:15:00+01:00 | 1642245300 | 750 | 0 | 900
1202 | 500010090 | 2022-01-15T12:30:00+01:00 | 1642246200 | 740.6944 | 0 | 900
1203 | 500010090 | 2022-01-15T12:45:00+01:00 | 1642247100 | 867.2724 | 0.18669 | 900
1204 | 500010090 | 2022-01-15T13:00:00+01:00 | 1642248000 | 885.625 | 0.20749 | 900
1205 | 500010090 | 2022-01-15T13:15:00+01:00 | 1642248900 | 817.8125 | 0 | 900
1206 | 500010090 | 2022-01-15T13:30:00+01:00 | 1642249800 | 874.4358 | 0.19501 | 900
1207 | 500010090 | 2022-01-15T13:45:00+01:00 | 1642250700 | 750 | 0 | 900
1208 | 500010090 | 2022-01-15T14:00:00+01:00 | 1642251600 | 740.6944 | 0 | 900
1209 | 500010090 | 2022-01-15T14:15:00+01:00 | 1642252500 | 731.6474 | 0 | 900
1210 | 500010090 | 2022-01-15T14:30:00+01:00 | 1642253400 | 722.8516 | 0 | 900
1211 | 500010090 | 2022-01-15T14:45:00+01:00 | 1642254300 | 714.3002 | 0 | 900
1212 | 500010090 | 2022-01-15T15:00:00+01:00 | 1642255200 | 705.9863 | 0 | 900
1213 | 500010090 | 2022-01-15T15:15:00+01:00 | 1642256100 | 697.9033 | 0 | 900
1214 | 500010090 | 2022-01-15T15:30:00+01:00 | 1642257000 | 690.0449 | 0 | 900
1215 | 500010090 | 2022-01-15T15:45:00+01:00 | 1642257900 | 682.4048 | 0 | 900
1216 | 500010090 | 2022-01-15T16:00:00+01:00 | 1642258800 | 674.9769 | 0 | 900
1217 | 500010090 | 2022-01-15T16:15:00+01:00 | 1642259700 | 667.7553 | 0 | 900
1218 | 500010090 | 2022-01-15T16:30:00+01:00 | 1642260600 | 660.7343 | 0 | 900
1219 | 500010090 | 2022-01-15T16:45:00+01:00 | 1642261500 | 653.9084 | 0 | 900
1220 | 500010090 | 2022-01-15T17:00:00+01:00 | 1642262400 | 647.272 | 0 | 900
1221 | 500010090 | 2022-01-15T17:15:00+01:00 | 1642263300 | 640.82 | 0 | 900
1222 | 500010090 | 2022-01-15T17:30:00+01:00 | 1642264200 | 634.5472 | 0 | 900
1223 | 500010090 | 2022-01-15T17:45:00+01:00 | 1642265100 | 628.4487 | 0 | 900
1224 | 500010090 | 2022-01-15T18:00:00+01:00 | 1642266000 | 622.5196 | 0 | 900
1225 | 500010090 | 2022-01-15T18:15:00+01:00 | 1642266900 | 616.7551 | 0 | 900
1226 | 500010090 | 2022-01-15T18:30:00+01:00 | 1642267800 | 611.1508 | 0 | 900
1227 | 500010090 | 2022-01-15T18:45:00+01:00 | 1642268700 | 605.7022 | 0 | 900
1228 | 500010090 | 2022-01-15T19:00:00+01:00 | 1642269600 | 600.4049 | 0 | 900
1229 | 500010090 | 2022-01-15T19:15:00+01:00 | 1642270500 | 595.2548 | 0 | 900
1230 | 500010090 | 2022-01-15T19:30:00+01:00 | 1642271400 | 590.2477 | 0 | 900
1231 | 500010090 | 2022-01-15T19:45:00+01:00 | 1642272300 | 585.3797 | 0 | 900
1232 | 500010090 | 2022-01-15T20:00:00+01:00 | 1642273200 | 580.6469 | 0 | 900
1233 | 500010090 | 2022-01-15T20:15:00+01:00 | 1642274100 | 576.0456 | 0 | 900
1234 | 500010090 | 2022-01-15T20:30:00+01:00 | 1642275000 | 571.5721 | 0 | 900
1235 | 500010090 | 2022-01-15T20:45:00+01:00 | 1642275900 | 567.2229 | 0 | 900
1236 | 500010090 | 2022-01-15T21:00:00+01:00 | 1642276800 | 562.9945 | 0 | 900
1237 | 500010090 | 2022-01-15T21:15:00+01:00 | 1642277700 | 558.8835 | 0 | 900
1238 | 500010090 | 2022-01-15T21:30:00+01:00 | 1642278600 | 554.8868 | 0 | 900
1239 | 500010090 | 2022-01-15T21:45:00+01:00 | 1642279500 | 551.001 | 0 | 900
1240 | 500010090 | 2022-01-15T22:00:00+01:00 | 1642280400 | 547.2232 | 0 | 900
1241 | 500010090 | 2022-01-15T22:15:00+01:00 | 1642281300 | 543.5504 | 0 | 900
1242 | 500010090 | 2022-01-15T22:30:00+01:00 | 1642282200 | 539.9795 | 0 | 900
1243 | 500010090 | 2022-01-15T22:45:00+01:00 | 1642283100 | 536.5079 | 0 | 900
1244 | 500010090 | 2022-01-15T23:00:00+01:00 | 1642284000 | 533.1326 | 0 | 900
1245 | 500010090 | 2022-01-15T23:15:00+01:00 | 1642284900 | 529.8512 | 0 | 900
1246 | 500010090 | 2022-01-15T23:30:00+01:00 | 1642285800 | 526.6609 | 0 | 900
1247 | 500010090 | 2022-01-15T23:45:00+01:00 | 1642286700 | 523.5592 | 0 | 900
1248 | 500010090 | 2022-01-16T00:00:00+01:00 | 1642287600 | 520.5436 | 0 | 900
1249 | 500010090 | 2022-01-16T00:15:00+01:00 | 1642288500 | 517.6119 | 0 | 900
1250 | 500010090 | 2022-01-16T00:30:00+01:00 | 1642289400 | 514.7615 | 0 | 900
1251 | 500010090 | 2022-01-16T00:45:00+01:00 | 1642290300 | 511.9904 | 0 | 900
1252 | 500010090 | 2022-01-16T01:00:00+01:00 | 1642291200 | 509.2962 | 0 | 900
1253 | 500010090 | 2022-01-16T01:15:00+01:00 | 1642292100 | 506.6769 | 0 | 900
1254 | 500010090 | 2022-01-16T01:30:00+01:00 | 1642293000 | 504.1303 | 0 | 900
1255 | 500010090 | 2022-01-16T01:45:00+01:00 | 1642293900 | 501.6545 | 0 | 900
1256 | 500010090 | 2022-01-16T02:00:00+01:00 | 1642294800 | 499.2474 | 0 | 900
1257 | 500010090 | 2022-01-16T02:15:00+01:00 | 1642295700 | 496.9072 | 0 | 900
1258 | 500010090 | 2022-01-16T02:30:00+01:00 | 1642296600 | 494.632 | 0 | 900
1259 | 500010090 | 2022-01-16T02:45:00+01:00 | 1642297500 | 492.42 | 0 | 900
1260 | 500010090 | 2022-01-16T03:00:00+01:00 | 1642298400 | 490.2694 | 0 | 900
1261 | 500010090 | 2022-01-16T03:15:00+01:00 | 1642299300 | 488.1786 | 0 | 900
1262 | 500010090 | 2022-01-16T03:30:00+01:00 | 1642300200 | 486.1459 | 0 | 900
1263 | 500010090 | 2022-01-16T03:45:00+01:00 | 1642301100 | 484.1696 | 0 | 900
1264 | 500010090 | 2022-01-16T04:00:00+01:00 | 1642302000 | 482.2482 | 0 | 900
1265 | 500010090 | 2022-01-16T04:15:00+01:00 | 1642302900 | 480.3802 | 0 | 900
1266 | 500010090 | 2022-01-16T04:30:00+01:00 | 1642303800 | 478.5641 | 0 | 900
1267 | 500010090 | 2022-01-16T04:45:00+01:00 | 1642304700 | 476.7984 | 0 | 900
1268 | 500010090 | 2022-01-16T05:00:00+01:00 | 1642305600 | 475.0818 | 0 | 900
1269 | 500010090 | 2022-01-16T05:15:00+01:00 | 1642306500 | 473.4129 | 0 | 900
1270 | 500010090 | 2022-01-16T05:30:00+01:00 | 1642307400 | 471.7903 | 0 | 900
1271 | 500010090 | 2022-01-16T05:45:00+01:00 | 1642308300 | 470.2128 | 0 | 900
1272 | 500010090 | 2022-01-16T06:00:00+01:00 | 1642309200 | 468.6791 | 0 | 900
1273 | 500010090 | 2022-01-16T06:15:00+01:00 | 1642310100 | 467.188 | 0 | 900
1274 | 500010090 | 2022-01-16T06:30:00+01:00 | 1642311000 | 465.7383 | 0 | 900
1275 | 500010090 | 2022-01-16T06:45:00+01:00 | 1642311900 | 464.3289 | 0 | 900
1276 | 500010090 | 2022-01-16T07:00:00+01:00 | 1642312800 | 462.9587 | 0 | 900
1277 | 500010090 | 2022-01-16T07:15:00+01:00 | 1642313700 | 461.6265 | 0 | 900
1278 | 500010090 | 2022-01-16T07:30:00+01:00 | 1642314600 | 460.3313 | 0 | 900
1279 | 500010090 | 2022-01-16T07:45:00+01:00 | 1642315500 | 459.0721 | 0 | 900
1280 | 500010090 | 2022-01-16T08:00:00+01:00 | 1642316400 | 457.8479 | 0 | 900
1281 | 500010090 | 2022-01-16T08:15:00+01:00 | 1642317300 | 456.6577 | 0 | 900
1282 | 500010090 | 2022-01-16T08:30:00+01:00 | 1642318200 | 455.5005 | 0 | 900
1283 | 500010090 | 2022-01-16T08:45:00+01:00 | 1642319100 | 454.3755 | 0 | 900
1284 | 500010090 | 2022-01-16T09:00:00+01:00 | 1642320000 | 453.2817 | 0 | 900
1285 | 500010090 | 2022-01-16T09:15:00+01:00 | 1642320900 | 452.2184 | 0 | 900
1286 | 500010090 | 2022-01-16T09:30:00+01:00 | 1642321800 | 451.1845 | 0 | 900
1287 | 500010090 | 2022-01-16T09:45:00+01:00 | 1642322700 | 450.1794 | 0 | 900
1288 | 500010090 | 2022-01-16T10:00:00+01:00 | 1642323600 | 449.2022 | 0 | 900
1289 | 500010090 | 2022-01-16T10:15:00+01:00 | 1642324500 | 448.2521 | 0 | 900
1290 | 500010090 | 2022-01-16T10:30:00+01:00 | 1642325400 | 447.3285 | 0 | 900
1291 | 500010090 | 2022-01-16T10:45:00+01:00 | 1642326300 | 446.4304 | 0 | 900
1292 | 500010090 | 2022-01-16T11:00:00+01:00 | 1642327200 | 445.5574 | 0 | 900
1293 | 500010090 | 2022-01-16T11:15:00+01:00 | 1642328100 | 444.7086 | 0 | 900
1294 | 500010090 | 2022-01-16T11:30:00+01:00 | 1642329000 | 443.8833 | 0 | 900
1295 | 500010090 | 2022-01-16T11:45:00+01:00 | 1642329900 | 443.081 | 0 | 900
1296 | 500010090 | 2022-01-16T12:00:00+01:00 | 1642330800 | 442.301 | 0 | 900
1297 | 500010090 | 2022-01-16T12:15:00+01:00 | 1642331700 | 441.5426 | 0 | 900
1298 | 500010090 | 2022-01-16T12:30:00+01:00 | 1642332600 | 440.8053 | 0 | 900
1299 | 500010090 | 2022-01-16T12:45:00+01:00 | 1642333500 | 440.0885 | 0 | 900
1300 | 500010090 | 2022-01-16T13:00:00+01:00 | 1642334400 | 439.3916 | 0 | 900
1301 | 500010090 | 2022-01-16T13:15:00+01:00 | 1642335300 | 438.7141 | 0 | 900
1302 | 500010090 | 2022-01-16T13:30:00+01:00 | 1642336200 | 438.0553 | 0 | 900
1303 | 500010090 | 2022-01-16T13:45:00+01:00 | 1642337100 | 437.4149 | 0 | 900
1304 | 500010090 | 2022-01-16T14:00:00+01:00 | 1642338000 | 436.7923 | 0 | 900
1305 | 500010090 | 2022-01-16T14:15:00+01:00 | 1642338900 | 436.1869 | 0 | 900
1306 | 500010090 | 2022-01-16T14:30:00+01:00 | 1642339800 | 435.5984 | 0 | 900
1307 | 500010090 | 2022-01-16T14:45:00+01:00 | 1642340700 | 435.0262 | 0 | 900
1308 | 500010090 | 2022-01-16T15:00:00+01:00 | 1642341600 | 434.4699 | 0 | 900
1309 | 500010090 | 2022-01-16T15:15:00+01:00 | 1642342500 | 433.9291 | 0 | 900
1310 | 500010090 | 2022-01-16T15:30:00+01:00 | 1642343400 | 433.4033 | 0 | 900
1311 | 500010090 | 2022-01-16T15:45:00+01:00 | 1642344300 | 432.8921 | 0 | 900
1312 | 500010090 | 2022-01-16T16:00:00+01:00 | 1642345200 | 432.3951 | 0 | 900
1313 | 500010090 | 2022-01-16T16:15:00+01:00 | 1642346100 | 431.9119 | 0 | 900
1314 | 500010090 | 2022-01-16T16:30:00+01:00 | 1642347000 | 431.4421 | 0 | 900
1315 | 500010090 | 2022-01-16T16:45:00+01:00 | 1642347900 | 430.9854 | 0 | 900
1316 | 500010090 | 2022-01-16T17:00:00+01:00 | 1642348800 | 430.5414 | 0 | 900
1317 | 500010090 | 2022-01-16T17:15:00+01:00 | 1642349700 | 430.1097 | 0 | 900
1318 | 500010090 | 2022-01-16T17:30:00+01:00 | 1642350600 | 429.6899 | 0 | 900
1319 | 500010090 | 2022-01-16T17:45:00+01:00 | 1642351500 | 429.2819 | 0 | 900
1320 | 500010090 | 2022-01-16T18:00:00+01:00 | 1642352400 | 428.8852 | 0 | 900
1321 | 500010090 | 2022-01-16T18:15:00+01:00 | 1642353300 | 428.4995 | 0 | 900
1322 | 500010090 | 2022-01-16T18:30:00+01:00 | 1642354200 | 428.1245 | 0 | 900
1323 | 500010090 | 2022-01-16T18:45:00+01:00 | 1642355100 | 427.7599 | 0 | 900
1324 | 500010090 | 2022-01-16T19:00:00+01:00 | 1642356000 | 427.4055 | 0 | 900
1325 | 500010090 | 2022-01-16T19:15:00+01:00 | 1642356900 | 427.0609 | 0 | 900
1326 | 500010090 | 2022-01-16T19:30:00+01:00 | 1642357800 | 426.7259 | 0 | 900
1327 | 500010090 | 2022-01-16T19:45:00+01:00 | 1642358700 | 426.4001 | 0 | 900
1328 | 500010090 | 2022-01-16T20:00:00+01:00 | 1642359600 | 426.0835 | 0 | 900
1329 | 500010090 | 2022-01-16T20:15:00+01:00 | 1642360500 | 425.7756 | 0 | 900
1330 | 500010090 | 2022-01-16T20:30:00+01:00 | 1642361400 | 425.4763 | 0 | 900
1331 | 500010090 | 2022-01-16T20:45:00+01:00 | 1642362300 | 425.1853 | 0 | 900
1332 | 500010090 | 2022-01-16T21:00:00+01:00 | 1642363200 | 424.9023 | 0 | 900
1333 | 500010090 | 2022-01-16T21:15:00+01:00 | 1642364100 | 424.6273 | 0 | 900
1334 | 500010090 | 2022-01-16T21:30:00+01:00 | 1642365000 | 424.3598 | 0 | 900
1335 | 500010090 | 2022-01-16T21:45:00+01:00 | 1642365900 | 424.0999 | 0 | 900
1336 | 500010090 | 2022-01-16T22:00:00+01:00 | 1642366800 | 423.8471 | 0 | 900
1337 | 500010090 | 2022-01-16T22:15:00+01:00 | 1642367700 | 423.6013 | 0 | 900
1338 | 500010090 | 2022-01-16T22:30:00+01:00 | 1642368600 | 423.3624 | 0 | 900
1339 | 500010090 | 2022-01-16T22:45:00+01:00 | 1642369500 | 423.1301 | 0 | 900
1340 | 500010090 | 2022-01-16T23:00:00+01:00 | 1642370400 | 422.9043 | 0 | 900
1341 | 500010090 | 2022-01-16T23:15:00+01:00 | 1642371300 | 422.6847 | 0 | 900
1342 | 500010090 | 2022-01-16T23:30:00+01:00 | 1642372200 | 422.4712 | 0 | 900
1343 | 500010090 | 2022-01-16T23:45:00+01:00 | 1642373100 | 422.2637 | 0 | 900
1344 | 500010090 | 2022-01-17T00:00:00+01:00 | 1642374000 | 422.0619 | 0 | 900
1345 | 500010090 | 2022-01-17T00:15:00+01:00 | 1642374900 | 489.6783 | 0 | 900
1346 | 500010090 | 2022-01-17T00:30:00+01:00 | 1642375800 | 555.4164 | 0 | 900
1347 | 500010090 | 2022-01-17T00:45:00+01:00 | 1642376700 | 619.3284 | 0 | 900
1348 | 500010090 | 2022-01-17T01:00:00+01:00 | 1642377600 | 681.4651 | 0 | 900
1349 | 500010090 | 2022-01-17T01:15:00+01:00 | 1642378500 | 741.8758 | 0 | 900
1350 | 500010090 | 2022-01-17T01:30:00+01:00 | 1642379400 | 800.6084 | 0 | 900
1351 | 500010090 | 2022-01-17T01:45:00+01:00 | 1642380300 | 857.7096 | 0.17517 | 900
1352 | 500010090 | 2022-01-17T02:00:00+01:00 | 1642381200 | 817.8125 | 0 | 900
1353 | 500010090 | 2022-01-17T02:15:00+01:00 | 1642382100 | 874.4358 | 0.19501 | 900
1354 | 500010090 | 2022-01-17T02:30:00+01:00 | 1642383000 | 817.8125 | 0 | 900
1355 | 500010090 | 2022-01-17T02:45:00+01:00 | 1642383900 | 874.4358 | 0.19501 | 900
1356 | 500010090 | 2022-01-17T03:00:00+01:00 | 1642384800 | 817.8125 | 0 | 900
1357 | 500010090 | 2022-01-17T03:15:00+01:00 | 1642385700 | 874.4358 | 0.19501 | 900
1358 | 500010090 | 2022-01-17T03:30:00+01:00 | 1642386600 | 817.8125 | 0 | 900
1359 | 500010090 | 2022-01-17T03:45:00+01:00 | 1642387500 | 874.4358 | 0.19501 | 900
1360 | 500010090 | 2022-01-17T04:00:00+01:00 | 1642388400 | 817.8125 | 0 | 900
1361 | 500010090 | 2022-01-17T04:15:00+01:00 | 1642389300 | 874.4358 | 0.19501 | 900
1362 | 500010090 | 2022-01-17T04:30:00+01:00 | 1642390200 | 817.8125 | 0 | 900
1363 | 500010090 | 2022-01-17T04:45:00+01:00 | 1642391100 | 874.4358 | 0.19501 | 900
1364 | 500010090 | 2022-01-17T05:00:00+01:00 | 1642392000 | 817.8125 | 0 | 900
1365 | 500010090 | 2022-01-17T05:15:00+01:00 | 1642392900 | 874.4358 | 0.19501 | 900
1366 | 500010090 | 2022-01-17T05:30:00+01:00 | 1642393800 | 817.8125 | 0 | 900
1367 | 500010090 | 2022-01-17T05:45:00+01:00 | 1642394700 | 874.4358 | 0.19501 | 900
1368 | 500010090 | 2022-01-17T06:00:00+01:00 | 1642395600 | 817.8125 | 0 | 900
1369 | 500010090 | 2022-01-17T06:15:00+01:00 | 1642396500 | 874.4358 | 0.19501 | 900
1370 | 500010090 | 2022-01-17T06:30:00+01:00 | 1642397400 | 817.8125 | 0 | 900
1371 | 500010090 | 2022-01-17T06:45:00+01:00 | 1642398300 | 874.4358 | 0.19501 | 900
1372 | 500010090 | 2022-01-17T07:00:00+01:00 | 1642399200 | 817.8125 | 0 | 900
1373 | 500010090 | 2022-01-17T07:15:00+01:00 | 1642400100 | 874.4358 | 0.19501 | 900
1374 | 500010090 | 2022-01-17T07:30:00+01:00 | 1642401000 | 817.8125 | 0 | 900
1375 | 500010090 | 2022-01-17T07:45:00+01:00 | 1642401900 | 874.4358 | 0.19501 | 900
1376 | 500010090 | 2022-01-17T08:00:00+01:00 | 1642402800 | 817.8125 | 0 | 900
1377 | 500010090 | 2022-01-17T08:15:00+01:00 | 1642403700 | 874.4358 | 0.19501 | 900
1378 | 500010090 | 2022-01-17T08:30:00+01:00 | 1642404600 | 817.8125 | 0 | 900
1379 | 500010090 | 2022-01-17T08:45:00+01:00 | 1642405500 | 1010.0608 | 0.31466 | 900
1380 | 500010090 | 2022-01-17T09:00:00+01:00 | 1642406400 | 953.4375 | 0.27204 | 900
1381 | 500010090 | 2022-01-17T09:15:00+01:00 | 1642407300 | 885.625 | 0.20749 | 900
1382 | 500010090 | 2022-01-17T09:30:00+01:00 | 1642408200 | 885.625 | 0.20749 | 900
1383 | 500010090 | 2022-01-17T09:45:00+01:00 | 1642409100 | 885.625 | 0.20749 | 900
1384 | 500010090 | 2022-01-17T10:00:00+01:00 | 1642410000 | 885.625 | 0.20749 | 900
1385 | 500010090 | 2022-01-17T10:15:00+01:00 | 1642410900 | 885.625 | 0.20749 | 900
1386 | 500010090 | 2022-01-17T10:30:00+01:00 | 1642411800 | 885.625 | 0.20749 | 900
1387 | 500010090 | 2022-01-17T10:45:00+01:00 | 1642412700 | 885.625 | 0.20749 | 900
1388 | 500010090 | 2022-01-17T11:00:00+01:00 | 1642413600 | 885.625 | 0.20749 | 900
1389 | 500010090 | 2022-01-17T11:15:00+01:00 | 1642414500 | 885.625 | 0.20749 | 900
1390 | 500010090 | 2022-01-17T11:30:00+01:00 | 1642415400 | 885.625 | 0.20749 | 900
1391 | 500010090 | 2022-01-17T11:45:00+01:00 | 1642416300 | 885.625 | 0.20749 | 900
1392 | 500010090 | 2022-01-17T12:00:00+01:00 | 1642417200 | 885.625 | 0.20749 | 900
1393 | 500010090 | 2022-01-17T12:15:00+01:00 | 1642418100 | 750 | 0 | 900
1394 | 500010090 | 2022-01-17T12:30:00+01:00 | 1642419000 | 740.6944 | 0 | 900
1395 | 500010090 | 2022-01-17T12:45:00+01:00 | 1642419900 | 867.2724 | 0.18669 | 900
1396 | 500010090 | 2022-01-17T13:00:00+01:00 | 1642420800 | 885.625 | 0.20749 | 900
1397 | 500010090 | 2022-01-17T13:15:00+01:00 | 1642421700 | 953.4375 | 0.27204 | 900
1398 | 500010090 | 2022-01-17T13:30:00+01:00 | 1642422600 | 953.4375 | 0.27204 | 900
1399 | 500010090 | 2022-01-17T13:45:00+01:00 | 1642423500 | 885.625 | 0.20749 | 900
1400 | 500010090 | 2022-01-17T14:00:00+01:00 | 1642424400 | 885.625 | 0.20749 | 900
1401 | 500010090 | 2022-01-17T14:15:00+01:00 | 1642425300 | 885.625 | 0.20749 | 900
1402 | 500010090 | 2022-01-17T14:30:00+01:00 | 1642426200 | 885.625 | 0.20749 | 900
1403 | 500010090 | 2022-01-17T14:45:00+01:00 | 1642427100 | 885.625 | 0.20749 | 900
1404 | 500010090 | 2022-01-17T15:00:00+01:00 | 1642428000 | 885.625 | 0.20749 | 900
1405 | 500010090 | 2022-01-17T15:15:00+01:00 | 1642428900 | 885.625 | 0.20749 | 900
1406 | 500010090 | 2022-01-17T15:30:00+01:00 | 1642429800 | 885.625 | 0.20749 | 900
1407 | 500010090 | 2022-01-17T15:45:00+01:00 | 1642430700 | 885.625 | 0.20749 | 900
1408 | 500010090 | 2022-01-17T16:00:00+01:00 | 1642431600 | 885.625 | 0.20749 | 900
1409 | 500010090 | 2022-01-17T16:15:00+01:00 | 1642432500 | 750 | 0 | 900
1410 | 500010090 | 2022-01-17T16:30:00+01:00 | 1642433400 | 740.6944 | 0 | 900
1411 | 500010090 | 2022-01-17T16:45:00+01:00 | 1642434300 | 731.6474 | 0 | 900
1412 | 500010090 | 2022-01-17T17:00:00+01:00 | 1642435200 | 722.8516 | 0 | 900
1413 | 500010090 | 2022-01-17T17:15:00+01:00 | 1642436100 | 714.3002 | 0 | 900
1414 | 500010090 | 2022-01-17T17:30:00+01:00 | 1642437000 | 705.9863 | 0 | 900
1415 | 500010090 | 2022-01-17T17:45:00+01:00 | 1642437900 | 697.9033 | 0 | 900
1416 | 500010090 | 2022-01-17T18:00:00+01:00 | 1642438800 | 690.0449 | 0 | 900
1417 | 500010090 | 2022-01-17T18:15:00+01:00 | 1642439700 | 682.4048 | 0 | 900
1418 | 500010090 | 2022-01-17T18:30:00+01:00 | 1642440600 | 674.9769 | 0 | 900
1419 | 500010090 | 2022-01-17T18:45:00+01:00 | 1642441500 | 667.7553 | 0 | 900
1420 | 500010090 | 2022-01-17T19:00:00+01:00 | 1642442400 | 660.7343 | 0 | 900
1421 | 500010090 | 2022-01-17T19:15:00+01:00 | 1642443300 | 653.9084 | 0 | 900
1422 | 500010090 | 2022-01-17T19:30:00+01:00 | 1642444200 | 647.272 | 0 | 900
1423 | 500010090 | 2022-01-17T19:45:00+01:00 | 1642445100 | 640.82 | 0 | 900
1424 | 500010090 | 2022-01-17T20:00:00+01:00 | 1642446000 | 634.5472 | 0 | 900
1425 | 500010090 | 2022-01-17T20:15:00+01:00 | 1642446900 | 628.4487 | 0 | 900
1426 | 500010090 | 2022-01-17T20:30:00+01:00 | 1642447800 | 622.5196 | 0 | 900
1427 | 500010090 | 2022-01-17T20:45:00+01:00 | 1642448700 | 616.7551 | 0 | 900
1428 | 500010090 | 2022-01-17T21:00:00+01:00 | 1642449600 | 611.1508 | 0 | 900
1429 | 500010090 | 2022-01-17T21:15:00+01:00 | 1642450500 | 605.7022 | 0 | 900
1430 | 500010090 | 2022-01-17T21:30:00+01:00 | 1642451400 | 600.4049 | 0 | 900
1431 | 500010090 | 2022-01-17T21:45:00+01:00 | 1642452300 | 595.2548 | 0 | 900
1432 | 500010090 | 2022-01-17T22:00:00+01:00 | 1642453200 | 590.2477 | 0 | 900
1433 | 500010090 | 2022-01-17T22:15:00+01:00 | 1642454100 | 585.3797 | 0 | 900
1434 | 500010090 | 2022-01-17T22:30:00+01:00 | 1642455000 | 580.6469 | 0 | 900
1435 | 500010090 | 2022-01-17T22:45:00+01:00 | 1642455900 | 576.0456 | 0 | 900
1436 | 500010090 | 2022-01-17T23:00:00+01:00 | 1642456800 | 571.5721 | 0 | 900
1437 | 500010090 | 2022-01-17T23:15:00+01:00 | 1642457700 | 567.2229 | 0 | 900
1438 | 500010090 | 2022-01-17T23:30:00+01:00 | 1642458600 | 562.9945 | 0 | 900
1439 | 500010090 | 2022-01-17T23:45:00+01:00 | 1642459500 | 558.8835 | 0 | 900
1440 | 500010090 | 2022-01-18T00:00:00+01:00 | 1642460400 | 554.8868 | 0 | 900
1441 | 500010090 | 2022-01-18T00:15:00+01:00 | 1642461300 | 618.8135 | 0 | 900
1442 | 500010090 | 2022-01-18T00:30:00+01:00 | 1642462200 | 680.9645 | 0 | 900
1443 | 500010090 | 2022-01-18T00:45:00+01:00 | 1642463100 | 741.3891 | 0 | 900
1444 | 500010090 | 2022-01-18T01:00:00+01:00 | 1642464000 | 800.1353 | 0 | 900
1445 | 500010090 | 2022-01-18T01:15:00+01:00 | 1642464900 | 857.2496 | 0.17461 | 900
1446 | 500010090 | 2022-01-18T01:30:00+01:00 | 1642465800 | 817.8125 | 0 | 900
1447 | 500010090 | 2022-01-18T01:45:00+01:00 | 1642466700 | 874.4358 | 0.19501 | 900
1448 | 500010090 | 2022-01-18T02:00:00+01:00 | 1642467600 | 817.8125 | 0 | 900
1449 | 500010090 | 2022-01-18T02:15:00+01:00 | 1642468500 | 874.4358 | 0.19501 | 900
1450 | 500010090 | 2022-01-18T02:30:00+01:00 | 1642469400 | 817.8125 | 0 | 900
1451 | 500010090 | 2022-01-18T02:45:00+01:00 | 1642470300 | 874.4358 | 0.19501 | 900
1452 | 500010090 | 2022-01-18T03:00:00+01:00 | 1642471200 | 817.8125 | 0 | 900
1453 | 500010090 | 2022-01-18T03:15:00+01:00 | 1642472100 | 874.4358 | 0.19501 | 900
1454 | 500010090 | 2022-01-18T03:30:00+01:00 | 1642473000 | 817.8125 | 0 | 900
1455 | 500010090 | 2022-01-18T03:45:00+01:00 | 1642473900 | 874.4358 | 0.19501 | 900
1456 | 500010090 | 2022-01-18T04:00:00+01:00 | 1642474800 | 817.8125 | 0 | 900
1457 | 500010090 | 2022-01-18T04:15:00+01:00 | 1642475700 | 874.4358 | 0.19501 | 900
1458 | 500010090 | 2022-01-18T04:30:00+01:00 | 1642476600 | 817.8125 | 0 | 900
1459 | 500010090 | 2022-01-18T04:45:00+01:00 | 1642477500 | 874.4358 | 0.19501 | 900
1460 | 500010090 | 2022-01-18T05:00:00+01:00 | 1642478400 | 817.8125 | 0 | 900
1461 | 500010090 | 2022-01-18T05:15:00+01:00 | 1642479300 | 874.4358 | 0.19501 | 900
1462 | 500010090 | 2022-01-18T05:30:00+01:00 | 1642480200 | 817.8125 | 0 | 900
1463 | 500010090 | 2022-01-18T05:45:00+01:00 | 1642481100 | 874.4358 | 0.19501 | 900
1464 | 500010090 | 2022-01-18T06:00:00+01:00 | 1642482000 | 817.8125 | 0 | 900
1465 | 500010090 | 2022-01-18T06:15:00+01:00 | 1642482900 | 874.4358 | 0.19501 | 900
1466 | 500010090 | 2022-01-18T06:30:00+01:00 | 1642483800 | 817.8125 | 0 | 900
1467 | 500010090 | 2022-01-18T06:45:00+01:00 | 1642484700 | 874.4358 | 0.19501 | 900
1468 | 500010090 | 2022-01-18T07:00:00+01:00 | 1642485600 | 817.8125 | 0 | 900
1469 | 500010090 | 2022-01-18T07:15:00+01:00 | 1642486500 | 874.4358 | 0.19501 | 900
1470 | 500010090 | 2022-01-18T07:30:00+01:00 | 1642487400 | 817.8125 | 0 | 900
1471 | 500010090 | 2022-01-18T07:45:00+01:00 | 1642488300 | 874.4358 | 0.19501 | 900
1472 | 500010090 | 2022-01-18T08:00:00+01:00 | 1642489200 | 817.8125 | 0 | 900
1473 | 500010090 | 2022-01-18T08:15:00+01:00 | 1642490100 | 874.4358 | 0.19501 | 900
1474 | 500010090 | 2022-01-18T08:30:00+01:00 | 1642491000 | 817.8125 | 0 | 900
1475 | 500010090 | 2022-01-18T08:45:00+01:00 | 1642491900 | 1010.0608 | 0.31466 | 900
1476 | 500010090 | 2022-01-18T09:00:00+01:00 | 1642492800 | 953.4375 | 0.27204 | 900
1477 | 500010090 | 2022-01-18T09:15:00+01:00 | 1642493700 | 885.625 | 0.20749 | 900
1478 | 500010090 | 2022-01-18T09:30:00+01:00 | 1642494600 | 885.625 | 0.20749 | 900
1479 | 500010090 | 2022-01-18T09:45:00+01:00 | 1642495500 | 885.625 | 0.20749 | 900
1480 | 500010090 | 2022-01-18T10:00:00+01:00 | 1642496400 | 885.625 | 0.20749 | 900
1481 | 500010090 | 2022-01-18T10:15:00+01:00 | 1642497300 | 885.625 | 0.20749 | 900
1482 | 500010090 | 2022-01-18T10:30:00+01:00 | 1642498200 | 885.625 | 0.20749 | 900
1483 | 500010090 | 2022-01-18T10:45:00+01:00 | 1642499100 | 885.625 | 0.20749 | 900
1484 | 500010090 | 2022-01-18T11:00:00+01:00 | 1642500000 | 885.625 | 0.20749 | 900
1485 | 500010090 | 2022-01-18T11:15:00+01:00 | 1642500900 | 885.625 | 0.20749 | 900
1486 | 500010090 | 2022-01-18T11:30:00+01:00 | 1642501800 | 885.625 | 0.20749 | 900
1487 | 500010090 | 2022-01-18T11:45:00+01:00 | 1642502700 | 885.625 | 0.20749 | 900
1488 | 500010090 | 2022-01-18T12:00:00+01:00 | 1642503600 | 885.625 | 0.20749 | 900
1489 | 500010090 | 2022-01-18T12:15:00+01:00 | 1642504500 | 750 | 0 | 900
1490 | 500010090 | 2022-01-18T12:30:00+01:00 | 1642505400 | 740.6944 | 0 | 900
1491 | 500010090 | 2022-01-18T12:45:00+01:00 | 1642506300 | 867.2724 | 0.18669 | 900
1492 | 500010090 | 2022-01-18T13:00:00+01:00 | 1642507200 | 885.625 | 0.20749 | 900
1493 | 500010090 | 2022-01-18T13:15:00+01:00 | 1642508100 | 953.4375 | 0.27204 | 900
1494 | 500010090 | 2022-01-18T13:30:00+01:00 | 1642509000 | 953.4375 | 0.27204 | 900
1495 | 500010090 | 2022-01-18T13:45:00+01:00 | 1642509900 | 885.625 | 0.20749 | 900
1496 | 500010090 | 2022-01-18T14:00:00+01:00 | 1642510800 | 885.625 | 0.20749 | 900
1497 | 500010090 | 2022-01-18T14:15:00+01:00 | 1642511700 | 885.625 | 0.20749 | 900
1498 | 500010090 | 2022-01-18T14:30:00+01:00 | 1642512600 | 885.625 | 0.20749 | 900
1499 | 500010090 | 2022-01-18T14:45:00+01:00 | 1642513500 | 885.625 | 0.20749 | 900
1500 | 500010090 | 2022-01-18T15:00:00+01:00 | 1642514400 | 885.625 | 0.20749 | 900
1501 | 500010090 | 2022-01-18T15:15:00+01:00 | 1642515300 | 885.625 | 0.20749 | 900
1502 | 500010090 | 2022-01-18T15:30:00+01:00 | 1642516200 | 885.625 | 0.20749 | 900
1503 | 500010090 | 2022-01-18T15:45:00+01:00 | 1642517100 | 885.625 | 0.20749 | 900
1504 | 500010090 | 2022-01-18T16:00:00+01:00 | 1642518000 | 885.625 | 0.20749 | 900
1505 | 500010090 | 2022-01-18T16:15:00+01:00 | 1642518900 | 750 | 0 | 900
1506 | 500010090 | 2022-01-18T16:30:00+01:00 | 1642519800 | 740.6944 | 0 | 900
1507 | 500010090 | 2022-01-18T16:45:00+01:00 | 1642520700 | 731.6474 | 0 | 900
1508 | 500010090 | 2022-01-18T17:00:00+01:00 | 1642521600 | 722.8516 | 0 | 900
1509 | 500010090 | 2022-01-18T17:15:00+01:00 | 1642522500 | 714.3002 | 0 | 900
1510 | 500010090 | 2022-01-18T17:30:00+01:00 | 1642523400 | 705.9863 | 0 | 900
1511 | 500010090 | 2022-01-18T17:45:00+01:00 | 1642524300 | 697.9033 | 0 | 900
1512 | 500010090 | 2022-01-18T18:00:00+01:00 | 1642525200 | 690.0449 | 0 | 900
1513 | 500010090 | 2022-01-18T18:15:00+01:00 | 1642526100 | 682.4048 | 0 | 900
1514 | 500010090 | 2022-01-18T18:30:00+01:00 | 1642527000 | 674.9769 | 0 | 900
1515 | 500010090 | 2022-01-18T18:45:00+01:00 | 1642527900 | 667.7553 | 0 | 900
1516 | 500010090 | 2022-01-18T19:00:00+01:00 | 1642528800 | 660.7343 | 0 | 900
1517 | 500010090 | 2022-01-18T19:15:00+01:00 | 1642529700 | 653.9084 | 0 | 900
1518 | 500010090 | 2022-01-18T19:30:00+01:00 | 1642530600 | 647.272 | 0 | 900
1519 | 500010090 | 2022-01-18T19:45:00+01:00 | 1642531500 | 640.82 | 0 | 900
1520 | 500010090 | 2022-01-18T20:00:00+01:00 | 1642532400 | 634.5472 | 0 | 900
1521 | 500010090 | 2022-01-18T20:15:00+01:00 | 1642533300 | 628.4487 | 0 | 900
1522 | 500010090 | 2022-01-18T20:30:00+01:00 | 1642534200 | 622.5196 | 0 | 900
1523 | 500010090 | 2022-01-18T20:45:00+01:00 | 1642535100 | 616.7551 | 0 | 900
1524 | 500010090 | 2022-01-18T21:00:00+01:00 | 1642536000 | 611.1508 | 0 | 900
1525 | 500010090 | 2022-01-18T21:15:00+01:00 | 1642536900 | 605.7022 | 0 | 900
1526 | 500010090 | 2022-01-18T21:30:00+01:00 | 1642537800 | 600.4049 | 0 | 900
1527 | 500010090 | 2022-01-18T21:45:00+01:00 | 1642538700 | 595.2548 | 0 | 900
1528 | 500010090 | 2022-01-18T22:00:00+01:00 | 1642539600 | 590.2477 | 0 | 900
1529 | 500010090 | 2022-01-18T22:15:00+01:00 | 1642540500 | 585.3797 | 0 | 900
1530 | 500010090 | 2022-01-18T22:30:00+01:00 | 1642541400 | 580.6469 | 0 | 900
1531 | 500010090 | 2022-01-18T22:45:00+01:00 | 1642542300 | 576.0456 | 0 | 900
1532 | 500010090 | 2022-01-18T23:00:00+01:00 | 1642543200 | 571.5721 | 0 | 900
1533 | 500010090 | 2022-01-18T23:15:00+01:00 | 1642544100 | 567.2229 | 0 | 900
1534 | 500010090 | 2022-01-18T23:30:00+01:00 | 1642545000 | 562.9945 | 0 | 900
1535 | 500010090 | 2022-01-18T23:45:00+01:00 | 1642545900 | 558.8835 | 0 | 900
1536 | 500010090 | 2022-01-19T00:00:00+01:00 | 1642546800 | 554.8868 | 0 | 900
1537 | 500010090 | 2022-01-19T00:15:00+01:00 | 1642547700 | 618.8135 | 0 | 900
1538 | 500010090 | 2022-01-19T00:30:00+01:00 | 1642548600 | 680.9645 | 0 | 900
1539 | 500010090 | 2022-01-19T00:45:00+01:00 | 1642549500 | 741.3891 | 0 | 900
1540 | 500010090 | 2022-01-19T01:00:00+01:00 | 1642550400 | 800.1353 | 0 | 900
1541 | 500010090 | 2022-01-19T01:15:00+01:00 | 1642551300 | 857.2496 | 0.17461 | 900
1542 | 500010090 | 2022-01-19T01:30:00+01:00 | 1642552200 | 817.8125 | 0 | 900
1543 | 500010090 | 2022-01-19T01:45:00+01:00 | 1642553100 | 874.4358 | 0.19501 | 900
1544 | 500010090 | 2022-01-19T02:00:00+01:00 | 1642554000 | 817.8125 | 0 | 900
1545 | 500010090 | 2022-01-19T02:15:00+01:00 | 1642554900 | 874.4358 | 0.19501 | 900
1546 | 500010090 | 2022-01-19T02:30:00+01:00 | 1642555800 | 817.8125 | 0 | 900
1547 | 500010090 | 2022-01-19T02:45:00+01:00 | 1642556700 | 874.4358 | 0.19501 | 900
1548 | 500010090 | 2022-01-19T03:00:00+01:00 | 1642557600 | 817.8125 | 0 | 900
1549 | 500010090 | 2022-01-19T03:15:00+01:00 | 1642558500 | 874.4358 | 0.19501 | 900
1550 | 500010090 | 2022-01-19T03:30:00+01:00 | 1642559400 | 817.8125 | 0 | 900
1551 | 500010090 | 2022-01-19T03:45:00+01:00 | 1642560300 | 874.4358 | 0.19501 | 900
1552 | 500010090 | 2022-01-19T04:00:00+01:00 | 1642561200 | 817.8125 | 0 | 900
1553 | 500010090 | 2022-01-19T04:15:00+01:00 | 1642562100 | 874.4358 | 0.19501 | 900
1554 | 500010090 | 2022-01-19T04:30:00+01:00 | 1642563000 | 817.8125 | 0 | 900
1555 | 500010090 | 2022-01-19T04:45:00+01:00 | 1642563900 | 874.4358 | 0.19501 | 900
1556 | 500010090 | 2022-01-19T05:00:00+01:00 | 1642564800 | 817.8125 | 0 | 900
1557 | 500010090 | 2022-01-19T05:15:00+01:00 | 1642565700 | 874.4358 | 0.19501 | 900
1558 | 500010090 | 2022-01-19T05:30:00+01:00 | 1642566600 | 817.8125 | 0 | 900
1559 | 500010090 | 2022-01-19T05:45:00+01:00 | 1642567500 | 874.4358 | 0.19501 | 900
1560 | 500010090 | 2022-01-19T06:00:00+01:00 | 1642568400 | 817.8125 | 0 | 900
1561 | 500010090 | 2022-01-19T06:15:00+01:00 | 1642569300 | 874.4358 | 0.19501 | 900
1562 | 500010090 | 2022-01-19T06:30:00+01:00 | 1642570200 | 817.8125 | 0 | 900
1563 | 500010090 | 2022-01-19T06:45:00+01:00 | 1642571100 | 874.4358 | 0.19501 | 900
1564 | 500010090 | 2022-01-19T07:00:00+01:00 | 1642572000 | 817.8125 | 0 | 900
1565 | 500010090 | 2022-01-19T07:15:00+01:00 | 1642572900 | 874.4358 | 0.19501 | 900
1566 | 500010090 | 2022-01-19T07:30:00+01:00 | 1642573800 | 817.8125 | 0 | 900
1567 | 500010090 | 2022-01-19T07:45:00+01:00 | 1642574700 | 874.4358 | 0.19501 | 900
1568 | 500010090 | 2022-01-19T08:00:00+01:00 | 1642575600 | 817.8125 | 0 | 900
1569 | 500010090 | 2022-01-19T08:15:00+01:00 | 1642576500 | 874.4358 | 0.19501 | 900
1570 | 500010090 | 2022-01-19T08:30:00+01:00 | 1642577400 | 817.8125 | 0 | 900
1571 | 500010090 | 2022-01-19T08:45:00+01:00 | 1642578300 | 1010.0608 | 0.31466 | 900
1572 | 500010090 | 2022-01-19T09:00:00+01:00 | 1642579200 | 953.4375 | 0.27204 | 900
1573 | 500010090 | 2022-01-19T09:15:00+01:00 | 1642580100 | 885.625 | 0.20749 | 900
1574 | 500010090 | 2022-01-19T09:30:00+01:00 | 1642581000 | 885.625 | 0.20749 | 900
1575 | 500010090 | 2022-01-19T09:45:00+01:00 | 1642581900 | 885.625 | 0.20749 | 900
1576 | 500010090 | 2022-01-19T10:00:00+01:00 | 1642582800 | 885.625 | 0.20749 | 900
1577 | 500010090 | 2022-01-19T10:15:00+01:00 | 1642583700 | 885.625 | 0.20749 | 900
1578 | 500010090 | 2022-01-19T10:30:00+01:00 | 1642584600 | 885.625 | 0.20749 | 900
1579 | 500010090 | 2022-01-19T10:45:00+01:00 | 1642585500 | 885.625 | 0.20749 | 900
1580 | 500010090 | 2022-01-19T11:00:00+01:00 | 1642586400 | 885.625 | 0.20749 | 900
1581 | 500010090 | 2022-01-19T11:15:00+01:00 | 1642587300 | 885.625 | 0.20749 | 900
1582 | 500010090 | 2022-01-19T11:30:00+01:00 | 1642588200 | 885.625 | 0.20749 | 900
1583 | 500010090 | 2022-01-19T11:45:00+01:00 | 1642589100 | 885.625 | 0.20749 | 900
1584 | 500010090 | 2022-01-19T12:00:00+01:00 | 1642590000 | 885.625 | 0.20749 | 900
1585 | 500010090 | 2022-01-19T12:15:00+01:00 | 1642590900 | 750 | 0 | 900
1586 | 500010090 | 2022-01-19T12:30:00+01:00 | 1642591800 | 740.6944 | 0 | 900
1587 | 500010090 | 2022-01-19T12:45:00+01:00 | 1642592700 | 867.2724 | 0.18669 | 900
1588 | 500010090 | 2022-01-19T13:00:00+01:00 | 1642593600 | 885.625 | 0.20749 | 900
1589 | 500010090 | 2022-01-19T13:15:00+01:00 | 1642594500 | 953.4375 | 0.27204 | 900
1590 | 500010090 | 2022-01-19T13:30:00+01:00 | 1642595400 | 953.4375 | 0.27204 | 900
1591 | 500010090 | 2022-01-19T13:45:00+01:00 | 1642596300 | 885.625 | 0.20749 | 900
1592 | 500010090 | 2022-01-19T14:00:00+01:00 | 1642597200 | 885.625 | 0.20749 | 900
1593 | 500010090 | 2022-01-19T14:15:00+01:00 | 1642598100 | 885.625 | 0.20749 | 900
1594 | 500010090 | 2022-01-19T14:30:00+01:00 | 1642599000 | 885.625 | 0.20749 | 900
1595 | 500010090 | 2022-01-19T14:45:00+01:00 | 1642599900 | 885.625 | 0.20749 | 900
1596 | 500010090 | 2022-01-19T15:00:00+01:00 | 1642600800 | 885.625 | 0.20749 | 900
1597 | 500010090 | 2022-01-19T15:15:00+01:00 | 1642601700 | 885.625 | 0.20749 | 900
1598 | 500010090 | 2022-01-19T15:30:00+01:00 | 1642602600 | 885.625 | 0.20749 | 900
1599 | 500010090 | 2022-01-19T15:45:00+01:00 | 1642603500 | 885.625 | 0.20749 | 900
1600 | 500010090 | 2022-01-19T16:00:00+01:00 | 1642604400 | 885.625 | 0.20749 | 900
1601 | 500010090 | 2022-01-19T16:15:00+01:00 | 1642605300 | 750 | 0 | 900
1602 | 500010090 | 2022-01-19T16:30:00+01:00 | 1642606200 | 740.6944 | 0 | 900
1603 | 500010090 | 2022-01-19T16:45:00+01:00 | 1642607100 | 731.6474 | 0 | 900
1604 | 500010090 | 2022-01-19T17:00:00+01:00 | 1642608000 | 722.8516 | 0 | 900
1605 | 500010090 | 2022-01-19T17:15:00+01:00 | 1642608900 | 714.3002 | 0 | 900
1606 | 500010090 | 2022-01-19T17:30:00+01:00 | 1642609800 | 705.9863 | 0 | 900
1607 | 500010090 | 2022-01-19T17:45:00+01:00 | 1642610700 | 697.9033 | 0 | 900
1608 | 500010090 | 2022-01-19T18:00:00+01:00 | 1642611600 | 690.0449 | 0 | 900
1609 | 500010090 | 2022-01-19T18:15:00+01:00 | 1642612500 | 682.4048 | 0 | 900
1610 | 500010090 | 2022-01-19T18:30:00+01:00 | 1642613400 | 674.9769 | 0 | 900
1611 | 500010090 | 2022-01-19T18:45:00+01:00 | 1642614300 | 667.7553 | 0 | 900
1612 | 500010090 | 2022-01-19T19:00:00+01:00 | 1642615200 | 660.7343 | 0 | 900
1613 | 500010090 | 2022-01-19T19:15:00+01:00 | 1642616100 | 653.9084 | 0 | 900
1614 | 500010090 | 2022-01-19T19:30:00+01:00 | 1642617000 | 647.272 | 0 | 900
1615 | 500010090 | 2022-01-19T19:45:00+01:00 | 1642617900 | 640.82 | 0 | 900
1616 | 500010090 | 2022-01-19T20:00:00+01:00 | 1642618800 | 634.5472 | 0 | 900
1617 | 500010090 | 2022-01-19T20:15:00+01:00 | 1642619700 | 628.4487 | 0 | 900
1618 | 500010090 | 2022-01-19T20:30:00+01:00 | 1642620600 | 622.5196 | 0 | 900
1619 | 500010090 | 2022-01-19T20:45:00+01:00 | 1642621500 | 616.7551 | 0 | 900
1620 | 500010090 | 2022-01-19T21:00:00+01:00 | 1642622400 | 611.1508 | 0 | 900
1621 | 500010090 | 2022-01-19T21:15:00+01:00 | 1642623300 | 605.7022 | 0 | 900
1622 | 500010090 | 2022-01-19T21:30:00+01:00 | 1642624200 | 600.4049 | 0 | 900
1623 | 500010090 | 2022-01-19T21:45:00+01:00 | 1642625100 | 595.2548 | 0 | 900
1624 | 500010090 | 2022-01-19T22:00:00+01:00 | 1642626000 | 590.2477 | 0 | 900
1625 | 500010090 | 2022-01-19T22:15:00+01:00 | 1642626900 | 585.3797 | 0 | 900
1626 | 500010090 | 2022-01-19T22:30:00+01:00 | 1642627800 | 580.6469 | 0 | 900
1627 | 500010090 | 2022-01-19T22:45:00+01:00 | 1642628700 | 576.0456 | 0 | 900
1628 | 500010090 | 2022-01-19T23:00:00+01:00 | 1642629600 | 571.5721 | 0 | 900
1629 | 500010090 | 2022-01-19T23:15:00+01:00 | 1642630500 | 567.2229 | 0 | 900
1630 | 500010090 | 2022-01-19T23:30:00+01:00 | 1642631400 | 562.9945 | 0 | 900
1631 | 500010090 | 2022-01-19T23:45:00+01:00 | 1642632300 | 558.8835 | 0 | 900
1632 | 500010090 | 2022-01-20T00:00:00+01:00 | 1642633200 | 554.8868 | 0 | 900
1633 | 500010090 | 2022-01-20T00:15:00+01:00 | 1642634100 | 618.8135 | 0 | 900
1634 | 500010090 | 2022-01-20T00:30:00+01:00 | 1642635000 | 680.9645 | 0 | 900
1635 | 500010090 | 2022-01-20T00:45:00+01:00 | 1642635900 | 741.3891 | 0 | 900
1636 | 500010090 | 2022-01-20T01:00:00+01:00 | 1642636800 | 800.1353 | 0 | 900
1637 | 500010090 | 2022-01-20T01:15:00+01:00 | 1642637700 | 857.2496 | 0.17461 | 900
1638 | 500010090 | 2022-01-20T01:30:00+01:00 | 1642638600 | 817.8125 | 0 | 900
1639 | 500010090 | 2022-01-20T01:45:00+01:00 | 1642639500 | 874.4358 | 0.19501 | 900
1640 | 500010090 | 2022-01-20T02:00:00+01:00 | 1642640400 | 817.8125 | 0 | 900
1641 | 500010090 | 2022-01-20T02:15:00+01:00 | 1642641300 | 874.4358 | 0.19501 | 900
1642 | 500010090 | 2022-01-20T02:30:00+01:00 | 1642642200 | 817.8125 | 0 | 900
1643 | 500010090 | 2022-01-20T02:45:00+01:00 | 1642643100 | 874.4358 | 0.19501 | 900
1644 | 500010090 | 2022-01-20T03:00:00+01:00 | 1642644000 | 817.8125 | 0 | 900
1645 | 500010090 | 2022-01-20T03:15:00+01:00 | 1642644900 | 874.4358 | 0.19501 | 900
1646 | 500010090 | 2022-01-20T03:30:00+01:00 | 1642645800 | 817.8125 | 0 | 900
1647 | 500010090 | 2022-01-20T03:45:00+01:00 | 1642646700 | 874.4358 | 0.19501 | 900
1648 | 500010090 | 2022-01-20T04:00:00+01:00 | 1642647600 | 817.8125 | 0 | 900
1649 | 500010090 | 2022-01-20T04:15:00+01:00 | 1642648500 | 874.4358 | 0.19501 | 900
1650 | 500010090 | 2022-01-20T04:30:00+01:00 | 1642649400 | 817.8125 | 0 | 900
1651 | 500010090 | 2022-01-20T04:45:00+01:00 | 1642650300 | 874.4358 | 0.19501 | 900
1652 | 500010090 | 2022-01-20T05:00:00+01:00 | 1642651200 | 817.8125 | 0 | 900
1653 | 500010090 | 2022-01-20T05:15:00+01:00 | 1642652100 | 874.4358 | 0.19501 | 900
1654 | 500010090 | 2022-01-20T05:30:00+01:00 | 1642653000 | 817.8125 | 0 | 900
1655 | 500010090 | 2022-01-20T05:45:00+01:00 | 1642653900 | 874.4358 | 0.19501 | 900
1656 | 500010090 | 2022-01-20T06:00:00+01:00 | 1642654800 | 817.8125 | 0 | 900
1657 | 500010090 | 2022-01-20T06:15:00+01:00 | 1642655700 | 874.4358 | 0.19501 | 900
1658 | 500010090 | 2022-01-20T06:30:00+01:00 | 1642656600 | 817.8125 | 0 | 900
1659 | 500010090 | 2022-01-20T06:45:00+01:00 | 1642657500 | 874.4358 | 0.19501 | 900
1660 | 500010090 | 2022-01-20T07:00:00+01:00 | 1642658400 | 817.8125 | 0 | 900
1661 | 500010090 | 2022-01-20T07:15:00+01:00 | 1642659300 | 874.4358 | 0.19501 | 900
1662 | 500010090 | 2022-01-20T07:30:00+01:00 | 1642660200 | 817.8125 | 0 | 900
1663 | 500010090 | 2022-01-20T07:45:00+01:00 | 1642661100 | 874.4358 | 0.19501 | 900
1664 | 500010090 | 2022-01-20T08:00:00+01:00 | 1642662000 | 817.8125 | 0 | 900
1665 | 500010090 | 2022-01-20T08:15:00+01:00 | 1642662900 | 874.4358 | 0.19501 | 900
1666 | 500010090 | 2022-01-20T08:30:00+01:00 | 1642663800 | 817.8125 | 0 | 900
1667 | 500010090 | 2022-01-20T08:45:00+01:00 | 1642664700 | 1010.0608 | 0.31466 | 900
1668 | 500010090 | 2022-01-20T09:00:00+01:00 | 1642665600 | 953.4375 | 0.27204 | 900
1669 | 500010090 | 2022-01-20T09:15:00+01:00 | 1642666500 | 885.625 | 0.20749 | 900
1670 | 500010090 | 2022-01-20T09:30:00+01:00 | 1642667400 | 885.625 | 0.20749 | 900
1671 | 500010090 | 2022-01-20T09:45:00+01:00 | 1642668300 | 885.625 | 0.20749 | 900
1672 | 500010090 | 2022-01-20T10:00:00+01:00 | 1642669200 | 885.625 | 0.20749 | 900
1673 | 500010090 | 2022-01-20T10:15:00+01:00 | 1642670100 | 885.625 | 0.20749 | 900
1674 | 500010090 | 2022-01-20T10:30:00+01:00 | 1642671000 | 885.625 | 0.20749 | 900
1675 | 500010090 | 2022-01-20T10:45:00+01:00 | 1642671900 | 885.625 | 0.20749 | 900
1676 | 500010090 | 2022-01-20T11:00:00+01:00 | 1642672800 | 885.625 | 0.20749 | 900
1677 | 500010090 | 2022-01-20T11:15:00+01:00 | 1642673700 | 885.625 | 0.20749 | 900
1678 | 500010090 | 2022-01-20T11:30:00+01:00 | 1642674600 | 885.625 | 0.20749 | 900
1679 | 500010090 | 2022-01-20T11:45:00+01:00 | 1642675500 | 885.625 | 0.20749 | 900
1680 | 500010090 | 2022-01-20T12:00:00+01:00 | 1642676400 | 885.625 | 0.20749 | 900
1681 | 500010090 | 2022-01-20T12:15:00+01:00 | 1642677300 | 750 | 0 | 900
1682 | 500010090 | 2022-01-20T12:30:00+01:00 | 1642678200 | 740.6944 | 0 | 900
1683 | 500010090 | 2022-01-20T12:45:00+01:00 | 1642679100 | 867.2724 | 0.18669 | 900
1684 | 500010090 | 2022-01-20T13:00:00+01:00 | 1642680000 | 885.625 | 0.20749 | 900
1685 | 500010090 | 2022-01-20T13:15:00+01:00 | 1642680900 | 953.4375 | 0.27204 | 900
1686 | 500010090 | 2022-01-20T13:30:00+01:00 | 1642681800 | 953.4375 | 0.27204 | 900
1687 | 500010090 | 2022-01-20T13:45:00+01:00 | 1642682700 | 885.625 | 0.20749 | 900
1688 | 500010090 | 2022-01-20T14:00:00+01:00 | 1642683600 | 885.625 | 0.20749 | 900
1689 | 500010090 | 2022-01-20T14:15:00+01:00 | 1642684500 | 885.625 | 0.20749 | 900
1690 | 500010090 | 2022-01-20T14:30:00+01:00 | 1642685400 | 885.625 | 0.20749 | 900
1691 | 500010090 | 2022-01-20T14:45:00+01:00 | 1642686300 | 885.625 | 0.20749 | 900
1692 | 500010090 | 2022-01-20T15:00:00+01:00 | 1642687200 | 885.625 | 0.20749 | 900
1693 | 500010090 | 2022-01-20T15:15:00+01:00 | 1642688100 | 885.625 | 0.20749 | 900
1694 | 500010090 | 2022-01-20T15:30:00+01:00 | 1642689000 | 885.625 | 0.20749 | 900
1695 | 500010090 | 2022-01-20T15:45:00+01:00 | 1642689900 | 885.625 | 0.20749 | 900
1696 | 500010090 | 2022-01-20T16:00:00+01:00 | 1642690800 | 885.625 | 0.20749 | 900
1697 | 500010090 | 2022-01-20T16:15:00+01:00 | 1642691700 | 750 | 0 | 900
1698 | 500010090 | 2022-01-20T16:30:00+01:00 | 1642692600 | 740.6944 | 0 | 900
1699 | 500010090 | 2022-01-20T16:45:00+01:00 | 1642693500 | 731.6474 | 0 | 900
1700 | 500010090 | 2022-01-20T17:00:00+01:00 | 1642694400 | 722.8516 | 0 | 900
1701 | 500010090 | 2022-01-20T17:15:00+01:00 | 1642695300 | 714.3002 | 0 | 900
1702 | 500010090 | 2022-01-20T17:30:00+01:00 | 1642696200 | 705.9863 | 0 | 900
1703 | 500010090 | 2022-01-20T17:45:00+01:00 | 1642697100 | 697.9033 | 0 | 900
1704 | 500010090 | 2022-01-20T18:00:00+01:00 | 1642698000 | 690.0449 | 0 | 900
1705 | 500010090 | 2022-01-20T18:15:00+01:00 | 1642698900 | 682.4048 | 0 | 900
1706 | 500010090 | 2022-01-20T18:30:00+01:00 | 1642699800 | 674.9769 | 0 | 900
1707 | 500010090 | 2022-01-20T18:45:00+01:00 | 1642700700 | 667.7553 | 0 | 900
1708 | 500010090 | 2022-01-20T19:00:00+01:00 | 1642701600 | 660.7343 | 0 | 900
1709 | 500010090 | 2022-01-20T19:15:00+01:00 | 1642702500 | 653.9084 | 0 | 900
1710 | 500010090 | 2022-01-20T19:30:00+01:00 | 1642703400 | 647.272 | 0 | 900
1711 | 500010090 | 2022-01-20T19:45:00+01:00 | 1642704300 | 640.82 | 0 | 900
1712 | 500010090 | 2022-01-20T20:00:00+01:00 | 1642705200 | 634.5472 | 0 | 900
1713 | 500010090 | 2022-01-20T20:15:00+01:00 | 1642706100 | 628.4487 | 0 | 900
1714 | 500010090 | 2022-01-20T20:30:00+01:00 | 1642707000 | 622.5196 | 0 | 900
1715 | 500010090 | 2022-01-20T20:45:00+01:00 | 1642707900 | 616.7551 | 0 | 900
1716 | 500010090 | 2022-01-20T21:00:00+01:00 | 1642708800 | 611.1508 | 0 | 900
1717 | 500010090 | 2022-01-20T21:15:00+01:00 | 1642709700 | 605.7022 | 0 | 900
1718 | 500010090 | 2022-01-20T21:30:00+01:00 | 1642710600 | 600.4049 | 0 | 900
1719 | 500010090 | 2022-01-20T21:45:00+01:00 | 1642711500 | 595.2548 | 0 | 900
1720 | 500010090 | 2022-01-20T22:00:00+01:00 | 1642712400 | 590.2477 | 0 | 900
1721 | 500010090 | 2022-01-20T22:15:00+01:00 | 1642713300 | 585.3797 | 0 | 900
1722 | 500010090 | 2022-01-20T22:30:00+01:00 | 1642714200 | 580.6469 | 0 | 900
1723 | 500010090 | 2022-01-20T22:45:00+01:00 | 1642715100 | 576.0456 | 0 | 900
1724 | 500010090 | 2022-01-20T23:00:00+01:00 | 1642716000 | 571.5721 | 0 | 900
1725 | 500010090 | 2022-01-20T23:15:00+01:00 | 1642716900 | 567.2229 | 0 | 900
1726 | 500010090 | 2022-01-20T23:30:00+01:00 | 1642717800 | 562.9945 | 0 | 900
1727 | 500010090 | 2022-01-20T23:45:00+01:00 | 1642718700 | 558.8835 | 0 | 900
1728 | 500010090 | 2022-01-21T00:00:00+01:00 | 1642719600 | 554.8868 | 0 | 900
1729 | 500010090 | 2022-01-21T00:15:00+01:00 | 1642720500 | 618.8135 | 0 | 900
1730 | 500010090 | 2022-01-21T00:30:00+01:00 | 1642721400 | 680.9645 | 0 | 900
1731 | 500010090 | 2022-01-21T00:45:00+01:00 | 1642722300 | 741.3891 | 0 | 900
1732 | 500010090 | 2022-01-21T01:00:00+01:00 | 1642723200 | 800.1353 | 0 | 900
1733 | 500010090 | 2022-01-21T01:15:00+01:00 | 1642724100 | 857.2496 | 0.17461 | 900
1734 | 500010090 | 2022-01-21T01:30:00+01:00 | 1642725000 | 817.8125 | 0 | 900
1735 | 500010090 | 2022-01-21T01:45:00+01:00 | 1642725900 | 874.4358 | 0.19501 | 900
1736 | 500010090 | 2022-01-21T02:00:00+01:00 | 1642726800 | 817.8125 | 0 | 900
1737 | 500010090 | 2022-01-21T02:15:00+01:00 | 1642727700 | 874.4358 | 0.19501 | 900
1738 | 500010090 | 2022-01-21T02:30:00+01:00 | 1642728600 | 817.8125 | 0 | 900
1739 | 500010090 | 2022-01-21T02:45:00+01:00 | 1642729500 | 874.4358 | 0.19501 | 900
1740 | 500010090 | 2022-01-21T03:00:00+01:00 | 1642730400 | 817.8125 | 0 | 900
1741 | 500010090 | 2022-01-21T03:15:00+01:00 | 1642731300 | 874.4358 | 0.19501 | 900
1742 | 500010090 | 2022-01-21T03:30:00+01:00 | 1642732200 | 817.8125 | 0 | 900
1743 | 500010090 | 2022-01-21T03:45:00+01:00 | 1642733100 | 874.4358 | 0.19501 | 900
1744 | 500010090 | 2022-01-21T04:00:00+01:00 | 1642734000 | 817.8125 | 0 | 900
1745 | 500010090 | 2022-01-21T04:15:00+01:00 | 1642734900 | 874.4358 | 0.19501 | 900
1746 | 500010090 | 2022-01-21T04:30:00+01:00 | 1642735800 | 817.8125 | 0 | 900
1747 | 500010090 | 2022-01-21T04:45:00+01:00 | 1642736700 | 874.4358 | 0.19501 | 900
1748 | 500010090 | 2022-01-21T05:00:00+01:00 | 1642737600 | 817.8125 | 0 | 900
1749 | 500010090 | 2022-01-21T05:15:00+01:00 | 1642738500 | 874.4358 | 0.19501 | 900
1750 | 500010090 | 2022-01-21T05:30:00+01:00 | 1642739400 | 817.8125 | 0 | 900
1751 | 500010090 | 2022-01-21T05:45:00+01:00 | 1642740300 | 874.4358 | 0.19501 | 900
1752 | 500010090 | 2022-01-21T06:00:00+01:00 | 1642741200 | 817.8125 | 0 | 900
1753 | 500010090 | 2022-01-21T06:15:00+01:00 | 1642742100 | 874.4358 | 0.19501 | 900
1754 | 500010090 | 2022-01-21T06:30:00+01:00 | 1642743000 | 817.8125 | 0 | 900
1755 | 500010090 | 2022-01-21T06:45:00+01:00 | 1642743900 | 874.4358 | 0.19501 | 900
1756 | 500010090 | 2022-01-21T07:00:00+01:00 | 1642744800 | 817.8125 | 0 | 900
1757 | 500010090 | 2022-01-21T07:15:00+01:00 | 1642745700 | 874.4358 | 0.19501 | 900
1758 | 500010090 | 2022-01-21T07:30:00+01:00 | 1642746600 | 817.8125 | 0 | 900
1759 | 500010090 | 2022-01-21T07:45:00+01:00 | 1642747500 | 874.4358 | 0.19501 | 900
1760 | 500010090 | 2022-01-21T08:00:00+01:00 | 1642748400 | 817.8125 | 0 | 900
1761 | 500010090 | 2022-01-21T08:15:00+01:00 | 1642749300 | 874.4358 | 0.19501 | 900
1762 | 500010090 | 2022-01-21T08:30:00+01:00 | 1642750200 | 817.8125 | 0 | 900
1763 | 500010090 | 2022-01-21T08:45:00+01:00 | 1642751100 | 1010.0608 | 0.31466 | 900
1764 | 500010090 | 2022-01-21T09:00:00+01:00 | 1642752000 | 953.4375 | 0.27204 | 900
1765 | 500010090 | 2022-01-21T09:15:00+01:00 | 1642752900 | 885.625 | 0.20749 | 900
1766 | 500010090 | 2022-01-21T09:30:00+01:00 | 1642753800 | 885.625 | 0.20749 | 900
1767 | 500010090 | 2022-01-21T09:45:00+01:00 | 1642754700 | 885.625 | 0.20749 | 900
1768 | 500010090 | 2022-01-21T10:00:00+01:00 | 1642755600 | 885.625 | 0.20749 | 900
1769 | 500010090 | 2022-01-21T10:15:00+01:00 | 1642756500 | 885.625 | 0.20749 | 900
1770 | 500010090 | 2022-01-21T10:30:00+01:00 | 1642757400 | 885.625 | 0.20749 | 900
1771 | 500010090 | 2022-01-21T10:45:00+01:00 | 1642758300 | 885.625 | 0.20749 | 900
1772 | 500010090 | 2022-01-21T11:00:00+01:00 | 1642759200 | 885.625 | 0.20749 | 900
1773 | 500010090 | 2022-01-21T11:15:00+01:00 | 1642760100 | 885.625 | 0.20749 | 900
1774 | 500010090 | 2022-01-21T11:30:00+01:00 | 1642761000 | 885.625 | 0.20749 | 900
1775 | 500010090 | 2022-01-21T11:45:00+01:00 | 1642761900 | 885.625 | 0.20749 | 900
1776 | 500010090 | 2022-01-21T12:00:00+01:00 | 1642762800 | 885.625 | 0.20749 | 900
1777 | 500010090 | 2022-01-21T12:15:00+01:00 | 1642763700 | 750 | 0 | 900
1778 | 500010090 | 2022-01-21T12:30:00+01:00 | 1642764600 | 740.6944 | 0 | 900
1779 | 500010090 | 2022-01-21T12:45:00+01:00 | 1642765500 | 867.2724 | 0.18669 | 900
1780 | 500010090 | 2022-01-21T13:00:00+01:00 | 1642766400 | 885.625 | 0.20749 | 900
1781 | 500010090 | 2022-01-21T13:15:00+01:00 | 1642767300 | 953.4375 | 0.27204 | 900
1782 | 500010090 | 2022-01-21T13:30:00+01:00 | 1642768200 | 953.4375 | 0.27204 | 900
1783 | 500010090 | 2022-01-21T13:45:00+01:00 | 1642769100 | 885.625 | 0.20749 | 900
1784 | 500010090 | 2022-01-21T14:00:00+01:00 | 1642770000 | 885.625 | 0.20749 | 900
1785 | 500010090 | 2022-01-21T14:15:00+01:00 | 1642770900 | 885.625 | 0.20749 | 900
1786 | 500010090 | 2022-01-21T14:30:00+01:00 | 1642771800 | 885.625 | 0.20749 | 900
1787 | 500010090 | 2022-01-21T14:45:00+01:00 | 1642772700 | 885.625 | 0.20749 | 900
1788 | 500010090 | 2022-01-21T15:00:00+01:00 | 1642773600 | 885.625 | 0.20749 | 900
1789 | 500010090 | 2022-01-21T15:15:00+01:00 | 1642774500 | 885.625 | 0.20749 | 900
1790 | 500010090 | 2022-01-21T15:30:00+01:00 | 1642775400 | 885.625 | 0.20749 | 900
1791 | 500010090 | 2022-01-21T15:45:00+01:00 | 1642776300 | 885.625 | 0.20749 | 900
1792 | 500010090 | 2022-01-21T16:00:00+01:00 | 1642777200 | 885.625 | 0.20749 | 900
1793 | 500010090 | 2022-01-21T16:15:00+01:00 | 1642778100 | 750 | 0 | 900
1794 | 500010090 | 2022-01-21T16:30:00+01:00 | 1642779000 | 740.6944 | 0 | 900
1795 | 500010090 | 2022-01-21T16:45:00+01:00 | 1642779900 | 731.6474 | 0 | 900
1796 | 500010090 | 2022-01-21T17:00:00+01:00 | 1642780800 | 722.8516 | 0 | 900
1797 | 500010090 | 2022-01-21T17:15:00+01:00 | 1642781700 | 714.3002 | 0 | 900
1798 | 500010090 | 2022-01-21T17:30:00+01:00 | 1642782600 | 705.9863 | 0 | 900
1799 | 500010090 | 2022-01-21T17:45:00+01:00 | 1642783500 | 697.9033 | 0 | 900
1800 | 500010090 | 2022-01-21T18:00:00+01:00 | 1642784400 | 690.0449 | 0 | 900
1801 | 500010090 | 2022-01-21T18:15:00+01:00 | 1642785300 | 682.4048 | 0 | 900
1802 | 500010090 | 2022-01-21T18:30:00+01:00 | 1642786200 | 674.9769 | 0 | 900
1803 | 500010090 | 2022-01-21T18:45:00+01:00 | 1642787100 | 667.7553 | 0 | 900
1804 | 500010090 | 2022-01-21T19:00:00+01:00 | 1642788000 | 660.7343 | 0 | 900
1805 | 500010090 | 2022-01-21T19:15:00+01:00 | 1642788900 | 653.9084 | 0 | 900
1806 | 500010090 | 2022-01-21T19:30:00+01:00 | 1642789800 | 647.272 | 0 | 900
1807 | 500010090 | 2022-01-21T19:45:00+01:00 | 1642790700 | 640.82 | 0 | 900
1808 | 500010090 | 2022-01-21T20:00:00+01:00 | 1642791600 | 634.5472 | 0 | 900
1809 | 500010090 | 2022-01-21T20:15:00+01:00 | 1642792500 | 628.4487 | 0 | 900
1810 | 500010090 | 2022-01-21T20:30:00+01:00 | 1642793400 | 622.5196 | 0 | 900
1811 | 500010090 | 2022-01-21T20:45:00+01:00 | 1642794300 | 616.7551 | 0 | 900
1812 | 500010090 | 2022-01-21T21:00:00+01:00 | 1642795200 | 611.1508 | 0 | 900
1813 | 500010090 | 2022-01-21T21:15:00+01:00 | 1642796100 | 605.7022 | 0 | 900
1814 | 500010090 | 2022-01-21T21:30:00+01:00 | 1642797000 | 600.4049 | 0 | 900
1815 | 500010090 | 2022-01-21T21:45:00+01:00 | 1642797900 | 595.2548 | 0 | 900
1816 | 500010090 | 2022-01-21T22:00:00+01:00 | 1642798800 | 590.2477 | 0 | 900
1817 | 500010090 | 2022-01-21T22:15:00+01:00 | 1642799700 | 585.3797 | 0 | 900
1818 | 500010090 | 2022-01-21T22:30:00+01:00 | 1642800600 | 580.6469 | 0 | 900
1819 | 500010090 | 2022-01-21T22:45:00+01:00 | 1642801500 | 576.0456 | 0 | 900
1820 | 500010090 | 2022-01-21T23:00:00+01:00 | 1642802400 | 571.5721 | 0 | 900
1821 | 500010090 | 2022-01-21T23:15:00+01:00 | 1642803300 | 567.2229 | 0 | 900
1822 | 500010090 | 2022-01-21T23:30:00+01:00 | 1642804200 | 562.9945 | 0 | 900
1823 | 500010090 | 2022-01-21T23:45:00+01:00 | 1642805100 | 558.8835 | 0 | 900
1824 | 500010090 | 2022-01-22T00:00:00+01:00 | 1642806000 | 554.8868 | 0 | 900
1825 | 500010090 | 2022-01-22T00:15:00+01:00 | 1642806900 | 618.8135 | 0 | 900
1826 | 500010090 | 2022-01-22T00:30:00+01:00 | 1642807800 | 680.9645 | 0 | 900
1827 | 500010090 | 2022-01-22T00:45:00+01:00 | 1642808700 | 741.3891 | 0 | 900
1828 | 500010090 | 2022-01-22T01:00:00+01:00 | 1642809600 | 800.1353 | 0 | 900
1829 | 500010090 | 2022-01-22T01:15:00+01:00 | 1642810500 | 857.2496 | 0.17461 | 900
1830 | 500010090 | 2022-01-22T01:30:00+01:00 | 1642811400 | 817.8125 | 0 | 900
1831 | 500010090 | 2022-01-22T01:45:00+01:00 | 1642812300 | 874.4358 | 0.19501 | 900
1832 | 500010090 | 2022-01-22T02:00:00+01:00 | 1642813200 | 817.8125 | 0 | 900
1833 | 500010090 | 2022-01-22T02:15:00+01:00 | 1642814100 | 874.4358 | 0.19501 | 900
1834 | 500010090 | 2022-01-22T02:30:00+01:00 | 1642815000 | 817.8125 | 0 | 900
1835 | 500010090 | 2022-01-22T02:45:00+01:00 | 1642815900 | 874.4358 | 0.19501 | 900
1836 | 500010090 | 2022-01-22T03:00:00+01:00 | 1642816800 | 817.8125 | 0 | 900
1837 | 500010090 | 2022-01-22T03:15:00+01:00 | 1642817700 | 874.4358 | 0.19501 | 900
1838 | 500010090 | 2022-01-22T03:30:00+01:00 | 1642818600 | 817.8125 | 0 | 900
1839 | 500010090 | 2022-01-22T03:45:00+01:00 | 1642819500 | 874.4358 | 0.19501 | 900
1840 | 500010090 | 2022-01-22T04:00:00+01:00 | 1642820400 | 817.8125 | 0 | 900
1841 | 500010090 | 2022-01-22T04:15:00+01:00 | 1642821300 | 874.4358 | 0.19501 | 900
1842 | 500010090 | 2022-01-22T04:30:00+01:00 | 1642822200 | 817.8125 | 0 | 900
1843 | 500010090 | 2022-01-22T04:45:00+01:00 | 1642823100 | 874.4358 | 0.19501 | 900
1844 | 500010090 | 2022-01-22T05:00:00+01:00 | 1642824000 | 817.8125 | 0 | 900
1845 | 500010090 | 2022-01-22T05:15:00+01:00 | 1642824900 | 874.4358 | 0.19501 | 900
1846 | 500010090 | 2022-01-22T05:30:00+01:00 | 1642825800 | 817.8125 | 0 | 900
1847 | 500010090 | 2022-01-22T05:45:00+01:00 | 1642826700 | 874.4358 | 0.19501 | 900
1848 | 500010090 | 2022-01-22T06:00:00+01:00 | 1642827600 | 817.8125 | 0 | 900
1849 | 500010090 | 2022-01-22T06:15:00+01:00 | 1642828500 | 874.4358 | 0.19501 | 900
1850 | 500010090 | 2022-01-22T06:30:00+01:00 | 1642829400 | 817.8125 | 0 | 900
1851 | 500010090 | 2022-01-22T06:45:00+01:00 | 1642830300 | 874.4358 | 0.19501 | 900
1852 | 500010090 | 2022-01-22T07:00:00+01:00 | 1642831200 | 817.8125 | 0 | 900
1853 | 500010090 | 2022-01-22T07:15:00+01:00 | 1642832100 | 874.4358 | 0.19501 | 900
1854 | 500010090 | 2022-01-22T07:30:00+01:00 | 1642833000 | 817.8125 | 0 | 900
1855 | 500010090 | 2022-01-22T07:45:00+01:00 | 1642833900 | 874.4358 | 0.19501 | 900
1856 | 500010090 | 2022-01-22T08:00:00+01:00 | 1642834800 | 817.8125 | 0 | 900
1857 | 500010090 | 2022-01-22T08:15:00+01:00 | 1642835700 | 874.4358 | 0.19501 | 900
1858 | 500010090 | 2022-01-22T08:30:00+01:00 | 1642836600 | 817.8125 | 0 | 900
1859 | 500010090 | 2022-01-22T08:45:00+01:00 | 1642837500 | 1010.0608 | 0.31466 | 900
1860 | 500010090 | 2022-01-22T09:00:00+01:00 | 1642838400 | 953.4375 | 0.27204 | 900
1861 | 500010090 | 2022-01-22T09:15:00+01:00 | 1642839300 | 885.625 | 0.20749 | 900
1862 | 500010090 | 2022-01-22T09:30:00+01:00 | 1642840200 | 885.625 | 0.20749 | 900
1863 | 500010090 | 2022-01-22T09:45:00+01:00 | 1642841100 | 885.625 | 0.20749 | 900
1864 | 500010090 | 2022-01-22T10:00:00+01:00 | 1642842000 | 885.625 | 0.20749 | 900
1865 | 500010090 | 2022-01-22T10:15:00+01:00 | 1642842900 | 885.625 | 0.20749 | 900
1866 | 500010090 | 2022-01-22T10:30:00+01:00 | 1642843800 | 885.625 | 0.20749 | 900
1867 | 500010090 | 2022-01-22T10:45:00+01:00 | 1642844700 | 885.625 | 0.20749 | 900
1868 | 500010090 | 2022-01-22T11:00:00+01:00 | 1642845600 | 885.625 | 0.20749 | 900
1869 | 500010090 | 2022-01-22T11:15:00+01:00 | 1642846500 | 885.625 | 0.20749 | 900
1870 | 500010090 | 2022-01-22T11:30:00+01:00 | 1642847400 | 885.625 | 0.20749 | 900
1871 | 500010090 | 2022-01-22T11:45:00+01:00 | 1642848300 | 885.625 | 0.20749 | 900
1872 | 500010090 | 2022-01-22T12:00:00+01:00 | 1642849200 | 885.625 | 0.20749 | 900
1873 | 500010090 | 2022-01-22T12:15:00+01:00 | 1642850100 | 750 | 0 | 900
1874 | 500010090 | 2022-01-22T12:30:00+01:00 | 1642851000 | 740.6944 | 0 | 900
1875 | 500010090 | 2022-01-22T12:45:00+01:00 | 1642851900 | 867.2724 | 0.18669 | 900
1876 | 500010090 | 2022-01-22T13:00:00+01:00 | 1642852800 | 885.625 | 0.20749 | 900
1877 | 500010090 | 2022-01-22T13:15:00+01:00 | 1642853700 | 817.8125 | 0 | 900
1878 | 500010090 | 2022-01-22T13:30:00+01:00 | 1642854600 | 874.4358 | 0.19501 | 900
1879 | 500010090 | 2022-01-22T13:45:00+01:00 | 1642855500 | 750 | 0 | 900
1880 | 500010090 | 2022-01-22T14:00:00+01:00 | 1642856400 | 740.6944 | 0 | 900
1881 | 500010090 | 2022-01-22T14:15:00+01:00 | 1642857300 | 731.6474 | 0 | 900
1882 | 500010090 | 2022-01-22T14:30:00+01:00 | 1642858200 | 722.8516 | 0 | 900
1883 | 500010090 | 2022-01-22T14:45:00+01:00 | 1642859100 | 714.3002 | 0 | 900
1884 | 500010090 | 2022-01-22T15:00:00+01:00 | 1642860000 | 705.9863 | 0 | 900
1885 | 500010090 | 2022-01-22T15:15:00+01:00 | 1642860900 | 697.9033 | 0 | 900
1886 | 500010090 | 2022-01-22T15:30:00+01:00 | 1642861800 | 690.0449 | 0 | 900
1887 | 500010090 | 2022-01-22T15:45:00+01:00 | 1642862700 | 682.4048 | 0 | 900
1888 | 500010090 | 2022-01-22T16:00:00+01:00 | 1642863600 | 674.9769 | 0 | 900
1889 | 500010090 | 2022-01-22T16:15:00+01:00 | 1642864500 | 667.7553 | 0 | 900
1890 | 500010090 | 2022-01-22T16:30:00+01:00 | 1642865400 | 660.7343 | 0 | 900
1891 | 500010090 | 2022-01-22T16:45:00+01:00 | 1642866300 | 653.9084 | 0 | 900
1892 | 500010090 | 2022-01-22T17:00:00+01:00 | 1642867200 | 647.272 | 0 | 900
1893 | 500010090 | 2022-01-22T17:15:00+01:00 | 1642868100 | 640.82 | 0 | 900
1894 | 500010090 | 2022-01-22T17:30:00+01:00 | 1642869000 | 634.5472 | 0 | 900
1895 | 500010090 | 2022-01-22T17:45:00+01:00 | 1642869900 | 628.4487 | 0 | 900
1896 | 500010090 | 2022-01-22T18:00:00+01:00 | 1642870800 | 622.5196 | 0 | 900
1897 | 500010090 | 2022-01-22T18:15:00+01:00 | 1642871700 | 616.7551 | 0 | 900
1898 | 500010090 | 2022-01-22T18:30:00+01:00 | 1642872600 | 611.1508 | 0 | 900
1899 | 500010090 | 2022-01-22T18:45:00+01:00 | 1642873500 | 605.7022 | 0 | 900
1900 | 500010090 | 2022-01-22T19:00:00+01:00 | 1642874400 | 600.4049 | 0 | 900
1901 | 500010090 | 2022-01-22T19:15:00+01:00 | 1642875300 | 595.2548 | 0 | 900
1902 | 500010090 | 2022-01-22T19:30:00+01:00 | 1642876200 | 590.2477 | 0 | 900
1903 | 500010090 | 2022-01-22T19:45:00+01:00 | 1642877100 | 585.3797 | 0 | 900
1904 | 500010090 | 2022-01-22T20:00:00+01:00 | 1642878000 | 580.6469 | 0 | 900
1905 | 500010090 | 2022-01-22T20:15:00+01:00 | 1642878900 | 576.0456 | 0 | 900
1906 | 500010090 | 2022-01-22T20:30:00+01:00 | 1642879800 | 571.5721 | 0 | 900
1907 | 500010090 | 2022-01-22T20:45:00+01:00 | 1642880700 | 567.2229 | 0 | 900
1908 | 500010090 | 2022-01-22T21:00:00+01:00 | 1642881600 | 562.9945 | 0 | 900
1909 | 500010090 | 2022-01-22T21:15:00+01:00 | 1642882500 | 558.8835 | 0 | 900
1910 | 500010090 | 2022-01-22T21:30:00+01:00 | 1642883400 | 554.8868 | 0 | 900
1911 | 500010090 | 2022-01-22T21:45:00+01:00 | 1642884300 | 551.001 | 0 | 900
1912 | 500010090 | 2022-01-22T22:00:00+01:00 | 1642885200 | 547.2232 | 0 | 900
1913 | 500010090 | 2022-01-22T22:15:00+01:00 | 1642886100 | 543.5504 | 0 | 900
1914 | 500010090 | 2022-01-22T22:30:00+01:00 | 1642887000 | 539.9795 | 0 | 900
1915 | 500010090 | 2022-01-22T22:45:00+01:00 | 1642887900 | 536.5079 | 0 | 900
1916 | 500010090 | 2022-01-22T23:00:00+01:00 | 1642888800 | 533.1326 | 0 | 900
1917 | 500010090 | 2022-01-22T23:15:00+01:00 | 1642889700 | 529.8512 | 0 | 900
1918 | 500010090 | 2022-01-22T23:30:00+01:00 | 1642890600 | 526.6609 | 0 | 900
1919 | 500010090 | 2022-01-22T23:45:00+01:00 | 1642891500 | 523.5592 | 0 | 900
1920 | 500010090 | 2022-01-23T00:00:00+01:00 | 1642892400 | 520.5436 | 0 | 900
1921 | 500010090 | 2022-01-23T00:15:00+01:00 | 1642893300 | 517.6119 | 0 | 900
1922 | 500010090 | 2022-01-23T00:30:00+01:00 | 1642894200 | 514.7615 | 0 | 900
1923 | 500010090 | 2022-01-23T00:45:00+01:00 | 1642895100 | 511.9904 | 0 | 900
1924 | 500010090 | 2022-01-23T01:00:00+01:00 | 1642896000 | 509.2962 | 0 | 900
1925 | 500010090 | 2022-01-23T01:15:00+01:00 | 1642896900 | 506.6769 | 0 | 900
1926 | 500010090 | 2022-01-23T01:30:00+01:00 | 1642897800 | 504.1303 | 0 | 900
1927 | 500010090 | 2022-01-23T01:45:00+01:00 | 1642898700 | 501.6545 | 0 | 900
1928 | 500010090 | 2022-01-23T02:00:00+01:00 | 1642899600 | 499.2474 | 0 | 900
1929 | 500010090 | 2022-01-23T02:15:00+01:00 | 1642900500 | 496.9072 | 0 | 900
1930 | 500010090 | 2022-01-23T02:30:00+01:00 | 1642901400 | 494.632 | 0 | 900
1931 | 500010090 | 2022-01-23T02:45:00+01:00 | 1642902300 | 492.42 | 0 | 900
1932 | 500010090 | 2022-01-23T03:00:00+01:00 | 1642903200 | 490.2694 | 0 | 900
1933 | 500010090 | 2022-01-23T03:15:00+01:00 | 1642904100 | 488.1786 | 0 | 900
1934 | 500010090 | 2022-01-23T03:30:00+01:00 | 1642905000 | 486.1459 | 0 | 900
1935 | 500010090 | 2022-01-23T03:45:00+01:00 | 1642905900 | 484.1696 | 0 | 900
1936 | 500010090 | 2022-01-23T04:00:00+01:00 | 1642906800 | 482.2482 | 0 | 900
1937 | 500010090 | 2022-01-23T04:15:00+01:00 | 1642907700 | 480.3802 | 0 | 900
1938 | 500010090 | 2022-01-23T04:30:00+01:00 | 1642908600 | 478.5641 | 0 | 900
1939 | 500010090 | 2022-01-23T04:45:00+01:00 | 1642909500 | 476.7984 | 0 | 900
1940 | 500010090 | 2022-01-23T05:00:00+01:00 | 1642910400 | 475.0818 | 0 | 900
1941 | 500010090 | 2022-01-23T05:15:00+01:00 | 1642911300 | 473.4129 | 0 | 900
1942 | 500010090 | 2022-01-23T05:30:00+01:00 | 1642912200 | 471.7903 | 0 | 900
1943 | 500010090 | 2022-01-23T05:45:00+01:00 | 1642913100 | 470.2128 | 0 | 900
1944 | 500010090 | 2022-01-23T06:00:00+01:00 | 1642914000 | 468.6791 | 0 | 900
1945 | 500010090 | 2022-01-23T06:15:00+01:00 | 1642914900 | 467.188 | 0 | 900
1946 | 500010090 | 2022-01-23T06:30:00+01:00 | 1642915800 | 465.7383 | 0 | 900
1947 | 500010090 | 2022-01-23T06:45:00+01:00 | 1642916700 | 464.3289 | 0 | 900
1948 | 500010090 | 2022-01-23T07:00:00+01:00 | 1642917600 | 462.9587 | 0 | 900
1949 | 500010090 | 2022-01-23T07:15:00+01:00 | 1642918500 | 461.6265 | 0 | 900
1950 | 500010090 | 2022-01-23T07:30:00+01:00 | 1642919400 | 460.3313 | 0 | 900
1951 | 500010090 | 2022-01-23T07:45:00+01:00 | 1642920300 | 459.0721 | 0 | 900
1952 | 500010090 | 2022-01-23T08:00:00+01:00 | 1642921200 | 457.8479 | 0 | 900
1953 | 500010090 | 2022-01-23T08:15:00+01:00 | 1642922100 | 456.6577 | 0 | 900
1954 | 500010090 | 2022-01-23T08:30:00+01:00 | 1642923000 | 455.5005 | 0 | 900
1955 | 500010090 | 2022-01-23T08:45:00+01:00 | 1642923900 | 454.3755 | 0 | 900
1956 | 500010090 | 2022-01-23T09:00:00+01:00 | 1642924800 | 453.2817 | 0 | 900
1957 | 500010090 | 2022-01-23T09:15:00+01:00 | 1642925700 | 452.2184 | 0 | 900
1958 | 500010090 | 2022-01-23T09:30:00+01:00 | 1642926600 | 451.1845 | 0 | 900
1959 | 500010090 | 2022-01-23T09:45:00+01:00 | 1642927500 | 450.1794 | 0 | 900
1960 | 500010090 | 2022-01-23T10:00:00+01:00 | 1642928400 | 449.2022 | 0 | 900
1961 | 500010090 | 2022-01-23T10:15:00+01:00 | 1642929300 | 448.2521 | 0 | 900
1962 | 500010090 | 2022-01-23T10:30:00+01:00 | 1642930200 | 447.3285 | 0 | 900
1963 | 500010090 | 2022-01-23T10:45:00+01:00 | 1642931100 | 446.4304 | 0 | 900
1964 | 500010090 | 2022-01-23T11:00:00+01:00 | 1642932000 | 445.5574 | 0 | 900
1965 | 500010090 | 2022-01-23T11:15:00+01:00 | 1642932900 | 444.7086 | 0 | 900
1966 | 500010090 | 2022-01-23T11:30:00+01:00 | 1642933800 | 443.8833 | 0 | 900
1967 | 500010090 | 2022-01-23T11:45:00+01:00 | 1642934700 | 443.081 | 0 | 900
1968 | 500010090 | 2022-01-23T12:00:00+01:00 | 1642935600 | 442.301 | 0 | 900
1969 | 500010090 | 2022-01-23T12:15:00+01:00 | 1642936500 | 441.5426 | 0 | 900
1970 | 500010090 | 2022-01-23T12:30:00+01:00 | 1642937400 | 440.8053 | 0 | 900
1971 | 500010090 | 2022-01-23T12:45:00+01:00 | 1642938300 | 440.0885 | 0 | 900
1972 | 500010090 | 2022-01-23T13:00:00+01:00 | 1642939200 | 439.3916 | 0 | 900
1973 | 500010090 | 2022-01-23T13:15:00+01:00 | 1642940100 | 438.7141 | 0 | 900
1974 | 500010090 | 2022-01-23T13:30:00+01:00 | 1642941000 | 438.0553 | 0 | 900
1975 | 500010090 | 2022-01-23T13:45:00+01:00 | 1642941900 | 437.4149 | 0 | 900
1976 | 500010090 | 2022-01-23T14:00:00+01:00 | 1642942800 | 436.7923 | 0 | 900
1977 | 500010090 | 2022-01-23T14:15:00+01:00 | 1642943700 | 436.1869 | 0 | 900
1978 | 500010090 | 2022-01-23T14:30:00+01:00 | 1642944600 | 435.5984 | 0 | 900
1979 | 500010090 | 2022-01-23T14:45:00+01:00 | 1642945500 | 435.0262 | 0 | 900
1980 | 500010090 | 2022-01-23T15:00:00+01:00 | 1642946400 | 434.4699 | 0 | 900
1981 | 500010090 | 2022-01-23T15:15:00+01:00 | 1642947300 | 433.9291 | 0 | 900
1982 | 500010090 | 2022-01-23T15:30:00+01:00 | 1642948200 | 433.4033 | 0 | 900
1983 | 500010090 | 2022-01-23T15:45:00+01:00 | 1642949100 | 432.8921 | 0 | 900
1984 | 500010090 | 2022-01-23T16:00:00+01:00 | 1642950000 | 432.3951 | 0 | 900
1985 | 500010090 | 2022-01-23T16:15:00+01:00 | 1642950900 | 431.9119 | 0 | 900
1986 | 500010090 | 2022-01-23T16:30:00+01:00 | 1642951800 | 431.4421 | 0 | 900
1987 | 500010090 | 2022-01-23T16:45:00+01:00 | 1642952700 | 430.9854 | 0 | 900
1988 | 500010090 | 2022-01-23T17:00:00+01:00 | 1642953600 | 430.5414 | 0 | 900
1989 | 500010090 | 2022-01-23T17:15:00+01:00 | 1642954500 | 430.1097 | 0 | 900
1990 | 500010090 | 2022-01-23T17:30:00+01:00 | 1642955400 | 429.6899 | 0 | 900
1991 | 500010090 | 2022-01-23T17:45:00+01:00 | 1642956300 | 429.2819 | 0 | 900
1992 | 500010090 | 2022-01-23T18:00:00+01:00 | 1642957200 | 428.8852 | 0 | 900
1993 | 500010090 | 2022-01-23T18:15:00+01:00 | 1642958100 | 428.4995 | 0 | 900
1994 | 500010090 | 2022-01-23T18:30:00+01:00 | 1642959000 | 428.1245 | 0 | 900
1995 | 500010090 | 2022-01-23T18:45:00+01:00 | 1642959900 | 427.7599 | 0 | 900
1996 | 500010090 | 2022-01-23T19:00:00+01:00 | 1642960800 | 427.4055 | 0 | 900
1997 | 500010090 | 2022-01-23T19:15:00+01:00 | 1642961700 | 427.0609 | 0 | 900
1998 | 500010090 | 2022-01-23T19:30:00+01:00 | 1642962600 | 426.7259 | 0 | 900
1999 | 500010090 | 2022-01-23T19:45:00+01:00 | 1642963500 | 426.4001 | 0 | 900
2000 | 500010090 | 2022-01-23T20:00:00+01:00 | 1642964400 | 426.0835 | 0 | 900
2001 | 500010090 | 2022-01-23T20:15:00+01:00 | 1642965300 | 425.7756 | 0 | 900
2002 | 500010090 | 2022-01-23T20:30:00+01:00 | 1642966200 | 425.4763 | 0 | 900
2003 | 500010090 | 2022-01-23T20:45:00+01:00 | 1642967100 | 425.1853 | 0 | 900
2004 | 500010090 | 2022-01-23T21:00:00+01:00 | 1642968000 | 424.9023 | 0 | 900
2005 | 500010090 | 2022-01-23T21:15:00+01:00 | 1642968900 | 424.6273 | 0 | 900
2006 | 500010090 | 2022-01-23T21:30:00+01:00 | 1642969800 | 424.3598 | 0 | 900
2007 | 500010090 | 2022-01-23T21:45:00+01:00 | 1642970700 | 424.0999 | 0 | 900
2008 | 500010090 | 2022-01-23T22:00:00+01:00 | 1642971600 | 423.8471 | 0 | 900
2009 | 500010090 | 2022-01-23T22:15:00+01:00 | 1642972500 | 423.6013 | 0 | 900
2010 | 500010090 | 2022-01-23T22:30:00+01:00 | 1642973400 | 423.3624 | 0 | 900
2011 | 500010090 | 2022-01-23T22:45:00+01:00 | 1642974300 | 423.1301 | 0 | 900
2012 | 500010090 | 2022-01-23T23:00:00+01:00 | 1642975200 | 422.9043 | 0 | 900
2013 | 500010090 | 2022-01-23T23:15:00+01:00 | 1642976100 | 422.6847 | 0 | 900
2014 | 500010090 | 2022-01-23T23:30:00+01:00 | 1642977000 | 422.4712 | 0 | 900
2015 | 500010090 | 2022-01-23T23:45:00+01:00 | 1642977900 | 422.2637 | 0 | 900

## metadata
Column index | Column name | Description | Unit | Format | Interval aggregation | Calculation
1 | room_id | room code |  |  | -
2 | timestamp_ISO8601 | datetime of start of interval according to ISO8601 standard (timezone aware) |  | YYYY-MM-DDThh:mm:ss±hhmm | start
3 | unix_time | Unix time |  | %d | start
4 | occupancy_avg_p | average occupancy in the interval | p | %d | average
5 | C_in_avg_ppm | CO2 concentration | ppm | %d | average
6 | valve_frac | valve setting |  | %.2f | average
7 | interval_s | duration of interval | s | %d | sum

## calculation
| room_id | timestamp_local | dayofweek | time | lookup_daytime | occupancy | vCO2_gain_m3_per_s | vCO2_gain_ppm/s | cCO2__minus_cCO2set | v_CO2_loss_min_ppm/s | is_vent_needed | vent_max_m3_per_h | ACPH_max | vCO2_loss_max_ppm/s | valve_frac | v_CO2_loss_ppm/s | cCO2_ppm | dCO2_ppm
0 | 886307 | 2022-01-03 | 0 | 0:00 | 0.00011574 | 0 | 0 | 0 | -385 | 0 | FALSE | 0 | 0 | 0 | 0 | 0 | 415 | 0
1 | 886307 | 2022-01-03 00:15 | 0 | 0:15 | 0.010532 | 0 | 0 | 0 | -385 | 0 | FALSE | 0 | 0 | 0 | 0 | 0 | 415 | 0
2 | 886307 | 2022-01-03 00:30 | 0 | 0:30 | 0.020949 | 0 | 0 | 0 | -385 | 0 | FALSE | 0 | 0 | 0 | 0 | 0 | 415 | 0
3 | 886307 | 2022-01-03 00:45 | 0 | 0:45 | 0.031366 | 0 | 0 | 0 | -385 | 0 | FALSE | 0 | 0 | 0 | 0 | 0 | 415 | 0
4 | 886307 | 2022-01-03 01:00 | 0 | 1:00 | 0.041782 | 0 | 0 | 0 | -385 | 0 | FALSE | 0 | 0 | 0 | 0 | 0 | 415 | 0
5 | 886307 | 2022-01-03 01:15 | 0 | 1:15 | 0.052199 | 0 | 0 | 0 | -385 | 0 | FALSE | 0 | 0 | 0 | 0 | 0 | 415 | 0
6 | 886307 | 2022-01-03 01:30 | 0 | 1:30 | 0.062616 | 0 | 0 | 0 | -385 | 0 | FALSE | 0 | 0 | 0 | 0 | 0 | 415 | 0
7 | 886307 | 2022-01-03 01:45 | 0 | 1:45 | 0.073032 | 0 | 0 | 0 | -385 | 0 | FALSE | 0 | 0 | 0 | 0 | 0 | 415 | 0
8 | 886307 | 2022-01-03 02:00 | 0 | 2:00 | 0.083449 | 0 | 0 | 0 | -385 | 0 | FALSE | 0 | 0 | 0 | 0 | 0 | 415 | 0
9 | 886307 | 2022-01-03 02:15 | 0 | 2:15 | 0.093866 | 0 | 0 | 0 | -385 | 0 | FALSE | 0 | 0 | 0 | 0 | 0 | 415 | 0
10 | 886307 | 2022-01-03 02:30 | 0 | 2:30 | 0.10428 | 0 | 0 | 0 | -385 | 0 | FALSE | 0 | 0 | 0 | 0 | 0 | 415 | 0
11 | 886307 | 2022-01-03 02:45 | 0 | 2:45 | 0.1147 | 0 | 0 | 0 | -385 | 0 | FALSE | 0 | 0 | 0 | 0 | 0 | 415 | 0
12 | 886307 | 2022-01-03 03:00 | 0 | 3:00 | 0.12512 | 0 | 0 | 0 | -385 | 0 | FALSE | 0 | 0 | 0 | 0 | 0 | 415 | 0
13 | 886307 | 2022-01-03 03:15 | 0 | 3:15 | 0.13553 | 0 | 0 | 0 | -385 | 0 | FALSE | 0 | 0 | 0 | 0 | 0 | 415 | 0
14 | 886307 | 2022-01-03 03:30 | 0 | 3:30 | 0.14595 | 0 | 0 | 0 | -385 | 0 | FALSE | 0 | 0 | 0 | 0 | 0 | 415 | 0
15 | 886307 | 2022-01-03 03:45 | 0 | 3:45 | 0.15637 | 0 | 0 | 0 | -385 | 0 | FALSE | 0 | 0 | 0 | 0 | 0 | 415 | 0
16 | 886307 | 2022-01-03 04:00 | 0 | 4:00 | 0.16678 | 0 | 0 | 0 | -385 | 0 | FALSE | 0 | 0 | 0 | 0 | 0 | 415 | 0
17 | 886307 | 2022-01-03 04:15 | 0 | 4:15 | 0.1772 | 0 | 0 | 0 | -385 | 0 | FALSE | 0 | 0 | 0 | 0 | 0 | 415 | 0
18 | 886307 | 2022-01-03 04:30 | 0 | 4:30 | 0.18762 | 0 | 0 | 0 | -385 | 0 | FALSE | 0 | 0 | 0 | 0 | 0 | 415 | 0
19 | 886307 | 2022-01-03 04:45 | 0 | 4:45 | 0.19803 | 0 | 0 | 0 | -385 | 0 | FALSE | 0 | 0 | 0 | 0 | 0 | 415 | 0
20 | 886307 | 2022-01-03 05:00 | 0 | 5:00 | 0.20845 | 0 | 0 | 0 | -385 | 0 | FALSE | 0 | 0 | 0 | 0 | 0 | 415 | 0
21 | 886307 | 2022-01-03 05:15 | 0 | 5:15 | 0.21887 | 0 | 0 | 0 | -385 | 0 | FALSE | 0 | 0 | 0 | 0 | 0 | 415 | 0
22 | 886307 | 2022-01-03 05:30 | 0 | 5:30 | 0.22928 | 0 | 0 | 0 | -385 | 0 | FALSE | 0 | 0 | 0 | 0 | 0 | 415 | 0
23 | 886307 | 2022-01-03 05:45 | 0 | 5:45 | 0.2397 | 0 | 0 | 0 | -385 | 0 | FALSE | 0 | 0 | 0 | 0 | 0 | 415 | 0
24 | 886307 | 2022-01-03 06:00 | 0 | 6:00 | 0.25012 | 0 | 0 | 0 | -385 | 0 | FALSE | 0 | 0 | 0 | 0 | 0 | 415 | 0
25 | 886307 | 2022-01-03 06:15 | 0 | 6:15 | 0.26053 | 0 | 0 | 0 | -385 | 0 | FALSE | 0 | 0 | 0 | 0 | 0 | 415 | 0
26 | 886307 | 2022-01-03 06:30 | 0 | 6:30 | 0.27095 | 0 | 0 | 0 | -385 | 0 | FALSE | 0 | 0 | 0 | 0 | 0 | 415 | 0
27 | 886307 | 2022-01-03 06:45 | 0 | 6:45 | 0.28137 | 0 | 0 | 0 | -385 | 0 | FALSE | 0 | 0 | 0 | 0 | 0 | 415 | 0
28 | 886307 | 2022-01-03 07:00 | 0 | 7:00 | 0.29178 | 0 | 0 | 0 | -385 | 0 | FALSE | 0 | 0 | 0 | 0 | 0 | 415 | 0
29 | 886307 | 2022-01-03 07:15 | 0 | 7:15 | 0.3022 | 0 | 0 | 0 | -385 | 0 | FALSE | 0 | 0 | 0 | 0 | 0 | 415 | 0
30 | 886307 | 2022-01-03 07:30 | 0 | 7:30 | 0.31262 | 0 | 0 | 0 | -385 | 0 | FALSE | 0 | 0 | 0 | 0 | 0 | 415 | 0
31 | 886307 | 2022-01-03 07:45 | 0 | 7:45 | 0.32303 | 0 | 0 | 0 | -385 | 0 | FALSE | 0 | 0 | 0 | 0 | 0 | 415 | 0
32 | 886307 | 2022-01-03 08:00 | 0 | 8:00 | 0.33345 | 0 | 0 | 0 | -385 | 0 | FALSE | 0 | 0 | 0 | 0 | 0 | 415 | 0
33 | 886307 | 2022-01-03 08:15 | 0 | 8:15 | 0.34387 | 0 | 0 | 0 | -385 | 0 | FALSE | 0 | 0 | 0 | 0 | 0 | 415 | 0
34 | 886307 | 2022-01-03 08:30 | 0 | 8:30 | 0.35428 | 1 | 6.7812e-06 | 0.075347 | -385 | 0 | FALSE | 0 | 0 | 0 | 0 | 0 | 415 | 67.8125
35 | 886307 | 2022-01-03 08:45 | 0 | 8:45 | 0.3647 | 1 | 6.7812e-06 | 0.075347 | -317.1875 | 0.002093 | FALSE | 0 | 0 | 0 | 0 | 0.002093 | 482.8125 | 65.9288
36 | 886307 | 2022-01-03 09:00 | 0 | 9:00 | 0.37512 | 3 | 2.0344e-05 | 0.22604 | -251.2587 | 0.0041278 | FALSE | 0 | 0 | 0 | 0 | 0.0041278 | 548.7413 | 199.7225
37 | 886307 | 2022-01-03 09:15 | 0 | 9:15 | 0.38553 | 3 | 2.0344e-05 | 0.22604 | -51.5362 | 0.010292 | FALSE | 0 | 0 | 0 | 0 | 0.010292 | 748.4638 | 194.1746
38 | 886307 | 2022-01-03 09:30 | 0 | 9:30 | 0.39595 | 3 | 2.0344e-05 | 0.22604 | 142.6384 | 0.016285 | TRUE | 500 | 5.5556 | 0.81426 | 0.26287 | 0.21404 | 942.6384 | 10.7991
39 | 886307 | 2022-01-03 09:45 | 0 | 9:45 | 0.40637 | 3 | 2.0344e-05 | 0.22604 | 153.4375 | 0.016618 | TRUE | 500 | 5.5556 | 0.83092 | 0.27204 | 0.22604 | 953.4375 | 0
40 | 886307 | 2022-01-03 10:00 | 0 | 10:00 | 0.41678 | 3 | 2.0344e-05 | 0.22604 | 153.4375 | 0.016618 | TRUE | 500 | 5.5556 | 0.83092 | 0.27204 | 0.22604 | 953.4375 | 0
41 | 886307 | 2022-01-03 10:15 | 0 | 10:15 | 0.4272 | 3 | 2.0344e-05 | 0.22604 | 153.4375 | 0.016618 | TRUE | 500 | 5.5556 | 0.83092 | 0.27204 | 0.22604 | 953.4375 | 0
42 | 886307 | 2022-01-03 10:30 | 0 | 10:30 | 0.43762 | 3 | 2.0344e-05 | 0.22604 | 153.4375 | 0.016618 | TRUE | 500 | 5.5556 | 0.83092 | 0.27204 | 0.22604 | 953.4375 | 0
43 | 886307 | 2022-01-03 10:45 | 0 | 10:45 | 0.44803 | 3 | 2.0344e-05 | 0.22604 | 153.4375 | 0.016618 | TRUE | 500 | 5.5556 | 0.83092 | 0.27204 | 0.22604 | 953.4375 | 0
44 | 886307 | 2022-01-03 11:00 | 0 | 11:00 | 0.45845 | 3 | 2.0344e-05 | 0.22604 | 153.4375 | 0.016618 | TRUE | 500 | 5.5556 | 0.83092 | 0.27204 | 0.22604 | 953.4375 | 0
45 | 886307 | 2022-01-03 11:15 | 0 | 11:15 | 0.46887 | 3 | 2.0344e-05 | 0.22604 | 153.4375 | 0.016618 | TRUE | 500 | 5.5556 | 0.83092 | 0.27204 | 0.22604 | 953.4375 | 0
46 | 886307 | 2022-01-03 11:30 | 0 | 11:30 | 0.47928 | 3 | 2.0344e-05 | 0.22604 | 153.4375 | 0.016618 | TRUE | 500 | 5.5556 | 0.83092 | 0.27204 | 0.22604 | 953.4375 | 0
47 | 886307 | 2022-01-03 11:45 | 0 | 11:45 | 0.4897 | 2 | 1.3562e-05 | 0.15069 | 153.4375 | 0.016618 | TRUE | 500 | 5.5556 | 0.83092 | 0.27204 | 0.22604 | 953.4375 | -67.8125
48 | 886307 | 2022-01-03 12:00 | 0 | 12:00 | 0.50012 | 0 | 0 | 0 | 85.625 | 0.014525 | TRUE | 500 | 5.5556 | 0.72627 | 0.20749 | 0.15069 | 885.625 | -135.625
49 | 886307 | 2022-01-03 12:15 | 0 | 12:15 | 0.51053 | 0 | 0 | 0 | -50 | 0.01034 | FALSE | 0 | 0 | 0 | 0 | 0.01034 | 750 | -9.3056
50 | 886307 | 2022-01-03 12:30 | 0 | 12:30 | 0.52095 | 2 | 1.3562e-05 | 0.15069 | -59.3056 | 0.010052 | FALSE | 0 | 0 | 0 | 0 | 0.010052 | 740.6944 | 126.5779
51 | 886307 | 2022-01-03 12:45 | 0 | 12:45 | 0.53137 | 2 | 1.3562e-05 | 0.15069 | 67.2724 | 0.013959 | TRUE | 500 | 5.5556 | 0.69795 | 0.18669 | 0.1303 | 867.2724 | 18.3526
52 | 886307 | 2022-01-03 13:00 | 0 | 13:00 | 0.54178 | 3 | 2.0344e-05 | 0.22604 | 85.625 | 0.014525 | TRUE | 500 | 5.5556 | 0.72627 | 0.20749 | 0.15069 | 885.625 | 67.8125
53 | 886307 | 2022-01-03 13:15 | 0 | 13:15 | 0.5522 | 3 | 2.0344e-05 | 0.22604 | 153.4375 | 0.016618 | TRUE | 500 | 5.5556 | 0.83092 | 0.27204 | 0.22604 | 953.4375 | 0
54 | 886307 | 2022-01-03 13:30 | 0 | 13:30 | 0.56262 | 2 | 1.3562e-05 | 0.15069 | 153.4375 | 0.016618 | TRUE | 500 | 5.5556 | 0.83092 | 0.27204 | 0.22604 | 953.4375 | -67.8125
55 | 886307 | 2022-01-03 13:45 | 0 | 13:45 | 0.57303 | 2 | 1.3562e-05 | 0.15069 | 85.625 | 0.014525 | TRUE | 500 | 5.5556 | 0.72627 | 0.20749 | 0.15069 | 885.625 | 0
56 | 886307 | 2022-01-03 14:00 | 0 | 14:00 | 0.58345 | 2 | 1.3562e-05 | 0.15069 | 85.625 | 0.014525 | TRUE | 500 | 5.5556 | 0.72627 | 0.20749 | 0.15069 | 885.625 | 0
57 | 886307 | 2022-01-03 14:15 | 0 | 14:15 | 0.59387 | 2 | 1.3562e-05 | 0.15069 | 85.625 | 0.014525 | TRUE | 500 | 5.5556 | 0.72627 | 0.20749 | 0.15069 | 885.625 | 0
58 | 886307 | 2022-01-03 14:30 | 0 | 14:30 | 0.60428 | 2 | 1.3562e-05 | 0.15069 | 85.625 | 0.014525 | TRUE | 500 | 5.5556 | 0.72627 | 0.20749 | 0.15069 | 885.625 | 0
59 | 886307 | 2022-01-03 14:45 | 0 | 14:45 | 0.6147 | 2 | 1.3562e-05 | 0.15069 | 85.625 | 0.014525 | TRUE | 500 | 5.5556 | 0.72627 | 0.20749 | 0.15069 | 885.625 | 0
60 | 886307 | 2022-01-03 15:00 | 0 | 15:00 | 0.62512 | 2 | 1.3562e-05 | 0.15069 | 85.625 | 0.014525 | TRUE | 500 | 5.5556 | 0.72627 | 0.20749 | 0.15069 | 885.625 | 0
61 | 886307 | 2022-01-03 15:15 | 0 | 15:15 | 0.63553 | 2 | 1.3562e-05 | 0.15069 | 85.625 | 0.014525 | TRUE | 500 | 5.5556 | 0.72627 | 0.20749 | 0.15069 | 885.625 | 0
62 | 886307 | 2022-01-03 15:30 | 0 | 15:30 | 0.64595 | 2 | 1.3562e-05 | 0.15069 | 85.625 | 0.014525 | TRUE | 500 | 5.5556 | 0.72627 | 0.20749 | 0.15069 | 885.625 | 0
63 | 886307 | 2022-01-03 15:45 | 0 | 15:45 | 0.65637 | 2 | 1.3562e-05 | 0.15069 | 85.625 | 0.014525 | TRUE | 500 | 5.5556 | 0.72627 | 0.20749 | 0.15069 | 885.625 | 0
64 | 886307 | 2022-01-03 16:00 | 0 | 16:00 | 0.66678 | 0 | 0 | 0 | 85.625 | 0.014525 | TRUE | 500 | 5.5556 | 0.72627 | 0.20749 | 0.15069 | 885.625 | -135.625
65 | 886307 | 2022-01-03 16:15 | 0 | 16:15 | 0.6772 | 0 | 0 | 0 | -50 | 0.01034 | FALSE | 0 | 0 | 0 | 0 | 0.01034 | 750 | -9.3056
66 | 886307 | 2022-01-03 16:30 | 0 | 16:30 | 0.68762 | 0 | 0 | 0 | -59.3056 | 0.010052 | FALSE | 0 | 0 | 0 | 0 | 0.010052 | 740.6944 | -9.0471
67 | 886307 | 2022-01-03 16:45 | 0 | 16:45 | 0.69803 | 0 | 0 | 0 | -68.3526 | 0.0097731 | FALSE | 0 | 0 | 0 | 0 | 0.0097731 | 731.6474 | -8.7958
68 | 886307 | 2022-01-03 17:00 | 0 | 17:00 | 0.70845 | 0 | 0 | 0 | -77.1484 | 0.0095016 | FALSE | 0 | 0 | 0 | 0 | 0.0095016 | 722.8516 | -8.5514
69 | 886307 | 2022-01-03 17:15 | 0 | 17:15 | 0.71887 | 0 | 0 | 0 | -85.6998 | 0.0092377 | FALSE | 0 | 0 | 0 | 0 | 0.0092377 | 714.3002 | -8.3139
70 | 886307 | 2022-01-03 17:30 | 0 | 17:30 | 0.72928 | 0 | 0 | 0 | -94.0137 | 0.0089811 | FALSE | 0 | 0 | 0 | 0 | 0.0089811 | 705.9863 | -8.083
71 | 886307 | 2022-01-03 17:45 | 0 | 17:45 | 0.7397 | 0 | 0 | 0 | -102.0967 | 0.0087316 | FALSE | 0 | 0 | 0 | 0 | 0.0087316 | 697.9033 | -7.8584
72 | 886307 | 2022-01-03 18:00 | 0 | 18:00 | 0.75012 | 0 | 0 | 0 | -109.9551 | 0.008489 | FALSE | 0 | 0 | 0 | 0 | 0.008489 | 690.0449 | -7.6401
73 | 886307 | 2022-01-03 18:15 | 0 | 18:15 | 0.76053 | 0 | 0 | 0 | -117.5952 | 0.0082532 | FALSE | 0 | 0 | 0 | 0 | 0.0082532 | 682.4048 | -7.4279
74 | 886307 | 2022-01-03 18:30 | 0 | 18:30 | 0.77095 | 0 | 0 | 0 | -125.0231 | 0.008024 | FALSE | 0 | 0 | 0 | 0 | 0.008024 | 674.9769 | -7.2216
75 | 886307 | 2022-01-03 18:45 | 0 | 18:45 | 0.78137 | 0 | 0 | 0 | -132.2447 | 0.0078011 | FALSE | 0 | 0 | 0 | 0 | 0.0078011 | 667.7553 | -7.021
76 | 886307 | 2022-01-03 19:00 | 0 | 19:00 | 0.79178 | 0 | 0 | 0 | -139.2657 | 0.0075844 | FALSE | 0 | 0 | 0 | 0 | 0.0075844 | 660.7343 | -6.826
77 | 886307 | 2022-01-03 19:15 | 0 | 19:15 | 0.8022 | 0 | 0 | 0 | -146.0916 | 0.0073737 | FALSE | 0 | 0 | 0 | 0 | 0.0073737 | 653.9084 | -6.6363
78 | 886307 | 2022-01-03 19:30 | 0 | 19:30 | 0.81262 | 0 | 0 | 0 | -152.728 | 0.0071689 | FALSE | 0 | 0 | 0 | 0 | 0.0071689 | 647.272 | -6.452
79 | 886307 | 2022-01-03 19:45 | 0 | 19:45 | 0.82303 | 0 | 0 | 0 | -159.18 | 0.0069698 | FALSE | 0 | 0 | 0 | 0 | 0.0069698 | 640.82 | -6.2728
80 | 886307 | 2022-01-03 20:00 | 0 | 20:00 | 0.83345 | 0 | 0 | 0 | -165.4528 | 0.0067761 | FALSE | 0 | 0 | 0 | 0 | 0.0067761 | 634.5472 | -6.0985
81 | 886307 | 2022-01-03 20:15 | 0 | 20:15 | 0.84387 | 0 | 0 | 0 | -171.5513 | 0.0065879 | FALSE | 0 | 0 | 0 | 0 | 0.0065879 | 628.4487 | -5.9291
82 | 886307 | 2022-01-03 20:30 | 0 | 20:30 | 0.85428 | 0 | 0 | 0 | -177.4804 | 0.0064049 | FALSE | 0 | 0 | 0 | 0 | 0.0064049 | 622.5196 | -5.7644
83 | 886307 | 2022-01-03 20:45 | 0 | 20:45 | 0.8647 | 0 | 0 | 0 | -183.2449 | 0.006227 | FALSE | 0 | 0 | 0 | 0 | 0.006227 | 616.7551 | -5.6043
84 | 886307 | 2022-01-03 21:00 | 0 | 21:00 | 0.87512 | 0 | 0 | 0 | -188.8492 | 0.006054 | FALSE | 0 | 0 | 0 | 0 | 0.006054 | 611.1508 | -5.4486
85 | 886307 | 2022-01-03 21:15 | 0 | 21:15 | 0.88553 | 0 | 0 | 0 | -194.2978 | 0.0058859 | FALSE | 0 | 0 | 0 | 0 | 0.0058859 | 605.7022 | -5.2973
86 | 886307 | 2022-01-03 21:30 | 0 | 21:30 | 0.89595 | 0 | 0 | 0 | -199.5951 | 0.0057224 | FALSE | 0 | 0 | 0 | 0 | 0.0057224 | 600.4049 | -5.1501
87 | 886307 | 2022-01-03 21:45 | 0 | 21:45 | 0.90637 | 0 | 0 | 0 | -204.7452 | 0.0055634 | FALSE | 0 | 0 | 0 | 0 | 0.0055634 | 595.2548 | -5.0071
88 | 886307 | 2022-01-03 22:00 | 0 | 22:00 | 0.91678 | 0 | 0 | 0 | -209.7523 | 0.0054089 | FALSE | 0 | 0 | 0 | 0 | 0.0054089 | 590.2477 | -4.868
89 | 886307 | 2022-01-03 22:15 | 0 | 22:15 | 0.9272 | 0 | 0 | 0 | -214.6203 | 0.0052586 | FALSE | 0 | 0 | 0 | 0 | 0.0052586 | 585.3797 | -4.7328
90 | 886307 | 2022-01-03 22:30 | 0 | 22:30 | 0.93762 | 0 | 0 | 0 | -219.3531 | 0.0051126 | FALSE | 0 | 0 | 0 | 0 | 0.0051126 | 580.6469 | -4.6013
91 | 886307 | 2022-01-03 22:45 | 0 | 22:45 | 0.94803 | 0 | 0 | 0 | -223.9544 | 0.0049705 | FALSE | 0 | 0 | 0 | 0 | 0.0049705 | 576.0456 | -4.4735
92 | 886307 | 2022-01-03 23:00 | 0 | 23:00 | 0.95845 | 0 | 0 | 0 | -228.4279 | 0.0048325 | FALSE | 0 | 0 | 0 | 0 | 0.0048325 | 571.5721 | -4.3492
93 | 886307 | 2022-01-03 23:15 | 0 | 23:15 | 0.96887 | 0 | 0 | 0 | -232.7771 | 0.0046982 | FALSE | 0 | 0 | 0 | 0 | 0.0046982 | 567.2229 | -4.2284
94 | 886307 | 2022-01-03 23:30 | 0 | 23:30 | 0.97928 | 0 | 0 | 0 | -237.0055 | 0.0045677 | FALSE | 0 | 0 | 0 | 0 | 0.0045677 | 562.9945 | -4.111
95 | 886307 | 2022-01-03 23:45 | 0 | 23:45 | 0.9897 | 0 | 0 | 0 | -241.1165 | 0.0044409 | FALSE | 0 | 0 | 0 | 0 | 0.0044409 | 558.8835 | -3.9968
96 | 886307 | 2022-01-04 | 1 | 0:00 | 1899-12-31 | 1 | 6.7812e-06 | 0.075347 | -245.1132 | 0.0043175 | FALSE | 0 | 0 | 0 | 0 | 0.0043175 | 554.8868 | 63.9268
97 | 886307 | 2022-01-04 00:15 | 1 | 0:15 | 1899-12-31 00:15 | 1 | 6.7812e-06 | 0.075347 | -181.1865 | 0.0062905 | FALSE | 0 | 0 | 0 | 0 | 0.0062905 | 618.8135 | 62.151
98 | 886307 | 2022-01-04 00:30 | 1 | 0:30 | 1899-12-31 00:30 | 1 | 6.7812e-06 | 0.075347 | -119.0355 | 0.0082088 | FALSE | 0 | 0 | 0 | 0 | 0.0082088 | 680.9645 | 60.4246
99 | 886307 | 2022-01-04 00:45 | 1 | 0:45 | 1899-12-31 00:45 | 1 | 6.7812e-06 | 0.075347 | -58.6109 | 0.010074 | FALSE | 0 | 0 | 0 | 0 | 0.010074 | 741.3891 | 58.7461
100 | 886307 | 2022-01-04 01:00 | 1 | 1:00 | 1899-12-31 01:00 | 1 | 6.7812e-06 | 0.075347 | 0.13528 | 0.011887 | FALSE | 0 | 0 | 0 | 0 | 0.011887 | 800.1353 | 57.1143
101 | 886307 | 2022-01-04 01:15 | 1 | 1:15 | 1899-12-31 01:15 | 1 | 6.7812e-06 | 0.075347 | 57.2496 | 0.01365 | TRUE | 500 | 5.5556 | 0.68248 | 0.17461 | 0.11917 | 857.2496 | -39.4371
102 | 886307 | 2022-01-04 01:30 | 1 | 1:30 | 1899-12-31 01:30 | 1 | 6.7812e-06 | 0.075347 | 17.8125 | 0.012432 | FALSE | 0 | 0 | 0 | 0 | 0.012432 | 817.8125 | 56.6233
103 | 886307 | 2022-01-04 01:45 | 1 | 1:45 | 1899-12-31 01:45 | 1 | 6.7812e-06 | 0.075347 | 74.4358 | 0.01418 | TRUE | 500 | 5.5556 | 0.70901 | 0.19501 | 0.13826 | 874.4358 | -56.6233
104 | 886307 | 2022-01-04 02:00 | 1 | 2:00 | 1899-12-31 02:00 | 1 | 6.7812e-06 | 0.075347 | 17.8125 | 0.012432 | FALSE | 0 | 0 | 0 | 0 | 0.012432 | 817.8125 | 56.6233
105 | 886307 | 2022-01-04 02:15 | 1 | 2:15 | 1899-12-31 02:15 | 1 | 6.7812e-06 | 0.075347 | 74.4358 | 0.01418 | TRUE | 500 | 5.5556 | 0.70901 | 0.19501 | 0.13826 | 874.4358 | -56.6233
106 | 886307 | 2022-01-04 02:30 | 1 | 2:30 | 1899-12-31 02:30 | 1 | 6.7812e-06 | 0.075347 | 17.8125 | 0.012432 | FALSE | 0 | 0 | 0 | 0 | 0.012432 | 817.8125 | 56.6233
107 | 886307 | 2022-01-04 02:45 | 1 | 2:45 | 1899-12-31 02:45 | 1 | 6.7812e-06 | 0.075347 | 74.4358 | 0.01418 | TRUE | 500 | 5.5556 | 0.70901 | 0.19501 | 0.13826 | 874.4358 | -56.6233
108 | 886307 | 2022-01-04 03:00 | 1 | 3:00 | 1899-12-31 03:00 | 1 | 6.7812e-06 | 0.075347 | 17.8125 | 0.012432 | FALSE | 0 | 0 | 0 | 0 | 0.012432 | 817.8125 | 56.6233
109 | 886307 | 2022-01-04 03:15 | 1 | 3:15 | 1899-12-31 03:15 | 1 | 6.7812e-06 | 0.075347 | 74.4358 | 0.01418 | TRUE | 500 | 5.5556 | 0.70901 | 0.19501 | 0.13826 | 874.4358 | -56.6233
110 | 886307 | 2022-01-04 03:30 | 1 | 3:30 | 1899-12-31 03:30 | 1 | 6.7812e-06 | 0.075347 | 17.8125 | 0.012432 | FALSE | 0 | 0 | 0 | 0 | 0.012432 | 817.8125 | 56.6233
111 | 886307 | 2022-01-04 03:45 | 1 | 3:45 | 1899-12-31 03:45 | 1 | 6.7812e-06 | 0.075347 | 74.4358 | 0.01418 | TRUE | 500 | 5.5556 | 0.70901 | 0.19501 | 0.13826 | 874.4358 | -56.6233
112 | 886307 | 2022-01-04 04:00 | 1 | 4:00 | 1899-12-31 04:00 | 1 | 6.7812e-06 | 0.075347 | 17.8125 | 0.012432 | FALSE | 0 | 0 | 0 | 0 | 0.012432 | 817.8125 | 56.6233
113 | 886307 | 2022-01-04 04:15 | 1 | 4:15 | 1899-12-31 04:15 | 1 | 6.7812e-06 | 0.075347 | 74.4358 | 0.01418 | TRUE | 500 | 5.5556 | 0.70901 | 0.19501 | 0.13826 | 874.4358 | -56.6233
114 | 886307 | 2022-01-04 04:30 | 1 | 4:30 | 1899-12-31 04:30 | 1 | 6.7812e-06 | 0.075347 | 17.8125 | 0.012432 | FALSE | 0 | 0 | 0 | 0 | 0.012432 | 817.8125 | 56.6233
115 | 886307 | 2022-01-04 04:45 | 1 | 4:45 | 1899-12-31 04:45 | 1 | 6.7812e-06 | 0.075347 | 74.4358 | 0.01418 | TRUE | 500 | 5.5556 | 0.70901 | 0.19501 | 0.13826 | 874.4358 | -56.6233
116 | 886307 | 2022-01-04 05:00 | 1 | 5:00 | 1899-12-31 05:00 | 1 | 6.7812e-06 | 0.075347 | 17.8125 | 0.012432 | FALSE | 0 | 0 | 0 | 0 | 0.012432 | 817.8125 | 56.6233
117 | 886307 | 2022-01-04 05:15 | 1 | 5:15 | 1899-12-31 05:15 | 1 | 6.7812e-06 | 0.075347 | 74.4358 | 0.01418 | TRUE | 500 | 5.5556 | 0.70901 | 0.19501 | 0.13826 | 874.4358 | -56.6233
118 | 886307 | 2022-01-04 05:30 | 1 | 5:30 | 1899-12-31 05:30 | 1 | 6.7812e-06 | 0.075347 | 17.8125 | 0.012432 | FALSE | 0 | 0 | 0 | 0 | 0.012432 | 817.8125 | 56.6233
119 | 886307 | 2022-01-04 05:45 | 1 | 5:45 | 1899-12-31 05:45 | 1 | 6.7812e-06 | 0.075347 | 74.4358 | 0.01418 | TRUE | 500 | 5.5556 | 0.70901 | 0.19501 | 0.13826 | 874.4358 | -56.6233
120 | 886307 | 2022-01-04 06:00 | 1 | 6:00 | 1899-12-31 06:00 | 1 | 6.7812e-06 | 0.075347 | 17.8125 | 0.012432 | FALSE | 0 | 0 | 0 | 0 | 0.012432 | 817.8125 | 56.6233
121 | 886307 | 2022-01-04 06:15 | 1 | 6:15 | 1899-12-31 06:15 | 1 | 6.7812e-06 | 0.075347 | 74.4358 | 0.01418 | TRUE | 500 | 5.5556 | 0.70901 | 0.19501 | 0.13826 | 874.4358 | -56.6233
122 | 886307 | 2022-01-04 06:30 | 1 | 6:30 | 1899-12-31 06:30 | 1 | 6.7812e-06 | 0.075347 | 17.8125 | 0.012432 | FALSE | 0 | 0 | 0 | 0 | 0.012432 | 817.8125 | 56.6233
123 | 886307 | 2022-01-04 06:45 | 1 | 6:45 | 1899-12-31 06:45 | 1 | 6.7812e-06 | 0.075347 | 74.4358 | 0.01418 | TRUE | 500 | 5.5556 | 0.70901 | 0.19501 | 0.13826 | 874.4358 | -56.6233
124 | 886307 | 2022-01-04 07:00 | 1 | 7:00 | 1899-12-31 07:00 | 1 | 6.7812e-06 | 0.075347 | 17.8125 | 0.012432 | FALSE | 0 | 0 | 0 | 0 | 0.012432 | 817.8125 | 56.6233
125 | 886307 | 2022-01-04 07:15 | 1 | 7:15 | 1899-12-31 07:15 | 1 | 6.7812e-06 | 0.075347 | 74.4358 | 0.01418 | TRUE | 500 | 5.5556 | 0.70901 | 0.19501 | 0.13826 | 874.4358 | -56.6233
126 | 886307 | 2022-01-04 07:30 | 1 | 7:30 | 1899-12-31 07:30 | 1 | 6.7812e-06 | 0.075347 | 17.8125 | 0.012432 | FALSE | 0 | 0 | 0 | 0 | 0.012432 | 817.8125 | 56.6233
127 | 886307 | 2022-01-04 07:45 | 1 | 7:45 | 1899-12-31 07:45 | 1 | 6.7812e-06 | 0.075347 | 74.4358 | 0.01418 | TRUE | 500 | 5.5556 | 0.70901 | 0.19501 | 0.13826 | 874.4358 | -56.6233
128 | 886307 | 2022-01-04 08:00 | 1 | 8:00 | 1899-12-31 08:00 | 1 | 6.7812e-06 | 0.075347 | 17.8125 | 0.012432 | FALSE | 0 | 0 | 0 | 0 | 0.012432 | 817.8125 | 56.6233
129 | 886307 | 2022-01-04 08:15 | 1 | 8:15 | 1899-12-31 08:15 | 1 | 6.7812e-06 | 0.075347 | 74.4358 | 0.01418 | TRUE | 500 | 5.5556 | 0.70901 | 0.19501 | 0.13826 | 874.4358 | -56.6233
130 | 886307 | 2022-01-04 08:30 | 1 | 8:30 | 1899-12-31 08:30 | 3 | 2.0344e-05 | 0.22604 | 17.8125 | 0.012432 | FALSE | 0 | 0 | 0 | 0 | 0.012432 | 817.8125 | 192.2483
131 | 886307 | 2022-01-04 08:45 | 1 | 8:45 | 1899-12-31 08:45 | 3 | 2.0344e-05 | 0.22604 | 210.0608 | 0.018366 | TRUE | 500 | 5.5556 | 0.9183 | 0.31466 | 0.28896 | 1010.0608 | -56.6233
132 | 886307 | 2022-01-04 09:00 | 1 | 9:00 | 1899-12-31 09:00 | 2 | 1.3562e-05 | 0.15069 | 153.4375 | 0.016618 | TRUE | 500 | 5.5556 | 0.83092 | 0.27204 | 0.22604 | 953.4375 | -67.8125
133 | 886307 | 2022-01-04 09:15 | 1 | 9:15 | 1899-12-31 09:15 | 2 | 1.3562e-05 | 0.15069 | 85.625 | 0.014525 | TRUE | 500 | 5.5556 | 0.72627 | 0.20749 | 0.15069 | 885.625 | 0
134 | 886307 | 2022-01-04 09:30 | 1 | 9:30 | 1899-12-31 09:30 | 2 | 1.3562e-05 | 0.15069 | 85.625 | 0.014525 | TRUE | 500 | 5.5556 | 0.72627 | 0.20749 | 0.15069 | 885.625 | 0
135 | 886307 | 2022-01-04 09:45 | 1 | 9:45 | 1899-12-31 09:45 | 2 | 1.3562e-05 | 0.15069 | 85.625 | 0.014525 | TRUE | 500 | 5.5556 | 0.72627 | 0.20749 | 0.15069 | 885.625 | 0
136 | 886307 | 2022-01-04 10:00 | 1 | 10:00 | 1899-12-31 10:00 | 2 | 1.3562e-05 | 0.15069 | 85.625 | 0.014525 | TRUE | 500 | 5.5556 | 0.72627 | 0.20749 | 0.15069 | 885.625 | 0
137 | 886307 | 2022-01-04 10:15 | 1 | 10:15 | 1899-12-31 10:15 | 2 | 1.3562e-05 | 0.15069 | 85.625 | 0.014525 | TRUE | 500 | 5.5556 | 0.72627 | 0.20749 | 0.15069 | 885.625 | 0
138 | 886307 | 2022-01-04 10:30 | 1 | 10:30 | 1899-12-31 10:30 | 2 | 1.3562e-05 | 0.15069 | 85.625 | 0.014525 | TRUE | 500 | 5.5556 | 0.72627 | 0.20749 | 0.15069 | 885.625 | 0
139 | 886307 | 2022-01-04 10:45 | 1 | 10:45 | 1899-12-31 10:45 | 2 | 1.3562e-05 | 0.15069 | 85.625 | 0.014525 | TRUE | 500 | 5.5556 | 0.72627 | 0.20749 | 0.15069 | 885.625 | 0
140 | 886307 | 2022-01-04 11:00 | 1 | 11:00 | 1899-12-31 11:00 | 2 | 1.3562e-05 | 0.15069 | 85.625 | 0.014525 | TRUE | 500 | 5.5556 | 0.72627 | 0.20749 | 0.15069 | 885.625 | 0
141 | 886307 | 2022-01-04 11:15 | 1 | 11:15 | 1899-12-31 11:15 | 2 | 1.3562e-05 | 0.15069 | 85.625 | 0.014525 | TRUE | 500 | 5.5556 | 0.72627 | 0.20749 | 0.15069 | 885.625 | 0
142 | 886307 | 2022-01-04 11:30 | 1 | 11:30 | 1899-12-31 11:30 | 2 | 1.3562e-05 | 0.15069 | 85.625 | 0.014525 | TRUE | 500 | 5.5556 | 0.72627 | 0.20749 | 0.15069 | 885.625 | 0
143 | 886307 | 2022-01-04 11:45 | 1 | 11:45 | 1899-12-31 11:45 | 2 | 1.3562e-05 | 0.15069 | 85.625 | 0.014525 | TRUE | 500 | 5.5556 | 0.72627 | 0.20749 | 0.15069 | 885.625 | 0
144 | 886307 | 2022-01-04 12:00 | 1 | 12:00 | 1899-12-31 12:00 | 0 | 0 | 0 | 85.625 | 0.014525 | TRUE | 500 | 5.5556 | 0.72627 | 0.20749 | 0.15069 | 885.625 | -135.625
145 | 886307 | 2022-01-04 12:15 | 1 | 12:15 | 1899-12-31 12:15 | 0 | 0 | 0 | -50 | 0.01034 | FALSE | 0 | 0 | 0 | 0 | 0.01034 | 750 | -9.3056
146 | 886307 | 2022-01-04 12:30 | 1 | 12:30 | 1899-12-31 12:30 | 2 | 1.3562e-05 | 0.15069 | -59.3056 | 0.010052 | FALSE | 0 | 0 | 0 | 0 | 0.010052 | 740.6944 | 126.5779
147 | 886307 | 2022-01-04 12:45 | 1 | 12:45 | 1899-12-31 12:45 | 2 | 1.3562e-05 | 0.15069 | 67.2724 | 0.013959 | TRUE | 500 | 5.5556 | 0.69795 | 0.18669 | 0.1303 | 867.2724 | 18.3526
148 | 886307 | 2022-01-04 13:00 | 1 | 13:00 | 1899-12-31 13:00 | 3 | 2.0344e-05 | 0.22604 | 85.625 | 0.014525 | TRUE | 500 | 5.5556 | 0.72627 | 0.20749 | 0.15069 | 885.625 | 67.8125
149 | 886307 | 2022-01-04 13:15 | 1 | 13:15 | 1899-12-31 13:15 | 3 | 2.0344e-05 | 0.22604 | 153.4375 | 0.016618 | TRUE | 500 | 5.5556 | 0.83092 | 0.27204 | 0.22604 | 953.4375 | 0
150 | 886307 | 2022-01-04 13:30 | 1 | 13:30 | 1899-12-31 13:30 | 2 | 1.3562e-05 | 0.15069 | 153.4375 | 0.016618 | TRUE | 500 | 5.5556 | 0.83092 | 0.27204 | 0.22604 | 953.4375 | -67.8125
151 | 886307 | 2022-01-04 13:45 | 1 | 13:45 | 1899-12-31 13:45 | 2 | 1.3562e-05 | 0.15069 | 85.625 | 0.014525 | TRUE | 500 | 5.5556 | 0.72627 | 0.20749 | 0.15069 | 885.625 | 0
152 | 886307 | 2022-01-04 14:00 | 1 | 14:00 | 1899-12-31 14:00 | 2 | 1.3562e-05 | 0.15069 | 85.625 | 0.014525 | TRUE | 500 | 5.5556 | 0.72627 | 0.20749 | 0.15069 | 885.625 | 0
153 | 886307 | 2022-01-04 14:15 | 1 | 14:15 | 1899-12-31 14:15 | 2 | 1.3562e-05 | 0.15069 | 85.625 | 0.014525 | TRUE | 500 | 5.5556 | 0.72627 | 0.20749 | 0.15069 | 885.625 | 0
154 | 886307 | 2022-01-04 14:30 | 1 | 14:30 | 1899-12-31 14:30 | 2 | 1.3562e-05 | 0.15069 | 85.625 | 0.014525 | TRUE | 500 | 5.5556 | 0.72627 | 0.20749 | 0.15069 | 885.625 | 0
155 | 886307 | 2022-01-04 14:45 | 1 | 14:45 | 1899-12-31 14:45 | 2 | 1.3562e-05 | 0.15069 | 85.625 | 0.014525 | TRUE | 500 | 5.5556 | 0.72627 | 0.20749 | 0.15069 | 885.625 | 0
156 | 886307 | 2022-01-04 15:00 | 1 | 15:00 | 1899-12-31 15:00 | 2 | 1.3562e-05 | 0.15069 | 85.625 | 0.014525 | TRUE | 500 | 5.5556 | 0.72627 | 0.20749 | 0.15069 | 885.625 | 0
157 | 886307 | 2022-01-04 15:15 | 1 | 15:15 | 1899-12-31 15:15 | 2 | 1.3562e-05 | 0.15069 | 85.625 | 0.014525 | TRUE | 500 | 5.5556 | 0.72627 | 0.20749 | 0.15069 | 885.625 | 0
158 | 886307 | 2022-01-04 15:30 | 1 | 15:30 | 1899-12-31 15:30 | 2 | 1.3562e-05 | 0.15069 | 85.625 | 0.014525 | TRUE | 500 | 5.5556 | 0.72627 | 0.20749 | 0.15069 | 885.625 | 0
159 | 886307 | 2022-01-04 15:45 | 1 | 15:45 | 1899-12-31 15:45 | 2 | 1.3562e-05 | 0.15069 | 85.625 | 0.014525 | TRUE | 500 | 5.5556 | 0.72627 | 0.20749 | 0.15069 | 885.625 | 0
160 | 886307 | 2022-01-04 16:00 | 1 | 16:00 | 1899-12-31 16:00 | 0 | 0 | 0 | 85.625 | 0.014525 | TRUE | 500 | 5.5556 | 0.72627 | 0.20749 | 0.15069 | 885.625 | -135.625
161 | 886307 | 2022-01-04 16:15 | 1 | 16:15 | 1899-12-31 16:15 | 0 | 0 | 0 | -50 | 0.01034 | FALSE | 0 | 0 | 0 | 0 | 0.01034 | 750 | -9.3056
162 | 886307 | 2022-01-04 16:30 | 1 | 16:30 | 1899-12-31 16:30 | 0 | 0 | 0 | -59.3056 | 0.010052 | FALSE | 0 | 0 | 0 | 0 | 0.010052 | 740.6944 | -9.0471
163 | 886307 | 2022-01-04 16:45 | 1 | 16:45 | 1899-12-31 16:45 | 0 | 0 | 0 | -68.3526 | 0.0097731 | FALSE | 0 | 0 | 0 | 0 | 0.0097731 | 731.6474 | -8.7958
164 | 886307 | 2022-01-04 17:00 | 1 | 17:00 | 1899-12-31 17:00 | 0 | 0 | 0 | -77.1484 | 0.0095016 | FALSE | 0 | 0 | 0 | 0 | 0.0095016 | 722.8516 | -8.5514
165 | 886307 | 2022-01-04 17:15 | 1 | 17:15 | 1899-12-31 17:15 | 0 | 0 | 0 | -85.6998 | 0.0092377 | FALSE | 0 | 0 | 0 | 0 | 0.0092377 | 714.3002 | -8.3139
166 | 886307 | 2022-01-04 17:30 | 1 | 17:30 | 1899-12-31 17:30 | 0 | 0 | 0 | -94.0137 | 0.0089811 | FALSE | 0 | 0 | 0 | 0 | 0.0089811 | 705.9863 | -8.083
167 | 886307 | 2022-01-04 17:45 | 1 | 17:45 | 1899-12-31 17:45 | 0 | 0 | 0 | -102.0967 | 0.0087316 | FALSE | 0 | 0 | 0 | 0 | 0.0087316 | 697.9033 | -7.8584
168 | 886307 | 2022-01-04 18:00 | 1 | 18:00 | 1899-12-31 18:00 | 0 | 0 | 0 | -109.9551 | 0.008489 | FALSE | 0 | 0 | 0 | 0 | 0.008489 | 690.0449 | -7.6401
169 | 886307 | 2022-01-04 18:15 | 1 | 18:15 | 1899-12-31 18:15 | 0 | 0 | 0 | -117.5952 | 0.0082532 | FALSE | 0 | 0 | 0 | 0 | 0.0082532 | 682.4048 | -7.4279
170 | 886307 | 2022-01-04 18:30 | 1 | 18:30 | 1899-12-31 18:30 | 0 | 0 | 0 | -125.0231 | 0.008024 | FALSE | 0 | 0 | 0 | 0 | 0.008024 | 674.9769 | -7.2216
171 | 886307 | 2022-01-04 18:45 | 1 | 18:45 | 1899-12-31 18:45 | 0 | 0 | 0 | -132.2447 | 0.0078011 | FALSE | 0 | 0 | 0 | 0 | 0.0078011 | 667.7553 | -7.021
172 | 886307 | 2022-01-04 19:00 | 1 | 19:00 | 1899-12-31 19:00 | 0 | 0 | 0 | -139.2657 | 0.0075844 | FALSE | 0 | 0 | 0 | 0 | 0.0075844 | 660.7343 | -6.826
173 | 886307 | 2022-01-04 19:15 | 1 | 19:15 | 1899-12-31 19:15 | 0 | 0 | 0 | -146.0916 | 0.0073737 | FALSE | 0 | 0 | 0 | 0 | 0.0073737 | 653.9084 | -6.6363
174 | 886307 | 2022-01-04 19:30 | 1 | 19:30 | 1899-12-31 19:30 | 0 | 0 | 0 | -152.728 | 0.0071689 | FALSE | 0 | 0 | 0 | 0 | 0.0071689 | 647.272 | -6.452
175 | 886307 | 2022-01-04 19:45 | 1 | 19:45 | 1899-12-31 19:45 | 0 | 0 | 0 | -159.18 | 0.0069698 | FALSE | 0 | 0 | 0 | 0 | 0.0069698 | 640.82 | -6.2728
176 | 886307 | 2022-01-04 20:00 | 1 | 20:00 | 1899-12-31 20:00 | 0 | 0 | 0 | -165.4528 | 0.0067761 | FALSE | 0 | 0 | 0 | 0 | 0.0067761 | 634.5472 | -6.0985
177 | 886307 | 2022-01-04 20:15 | 1 | 20:15 | 1899-12-31 20:15 | 0 | 0 | 0 | -171.5513 | 0.0065879 | FALSE | 0 | 0 | 0 | 0 | 0.0065879 | 628.4487 | -5.9291
178 | 886307 | 2022-01-04 20:30 | 1 | 20:30 | 1899-12-31 20:30 | 0 | 0 | 0 | -177.4804 | 0.0064049 | FALSE | 0 | 0 | 0 | 0 | 0.0064049 | 622.5196 | -5.7644
179 | 886307 | 2022-01-04 20:45 | 1 | 20:45 | 1899-12-31 20:45 | 0 | 0 | 0 | -183.2449 | 0.006227 | FALSE | 0 | 0 | 0 | 0 | 0.006227 | 616.7551 | -5.6043
180 | 886307 | 2022-01-04 21:00 | 1 | 21:00 | 1899-12-31 21:00 | 0 | 0 | 0 | -188.8492 | 0.006054 | FALSE | 0 | 0 | 0 | 0 | 0.006054 | 611.1508 | -5.4486
181 | 886307 | 2022-01-04 21:15 | 1 | 21:15 | 1899-12-31 21:15 | 0 | 0 | 0 | -194.2978 | 0.0058859 | FALSE | 0 | 0 | 0 | 0 | 0.0058859 | 605.7022 | -5.2973
182 | 886307 | 2022-01-04 21:30 | 1 | 21:30 | 1899-12-31 21:30 | 0 | 0 | 0 | -199.5951 | 0.0057224 | FALSE | 0 | 0 | 0 | 0 | 0.0057224 | 600.4049 | -5.1501
183 | 886307 | 2022-01-04 21:45 | 1 | 21:45 | 1899-12-31 21:45 | 0 | 0 | 0 | -204.7452 | 0.0055634 | FALSE | 0 | 0 | 0 | 0 | 0.0055634 | 595.2548 | -5.0071
184 | 886307 | 2022-01-04 22:00 | 1 | 22:00 | 1899-12-31 22:00 | 0 | 0 | 0 | -209.7523 | 0.0054089 | FALSE | 0 | 0 | 0 | 0 | 0.0054089 | 590.2477 | -4.868
185 | 886307 | 2022-01-04 22:15 | 1 | 22:15 | 1899-12-31 22:15 | 0 | 0 | 0 | -214.6203 | 0.0052586 | FALSE | 0 | 0 | 0 | 0 | 0.0052586 | 585.3797 | -4.7328
186 | 886307 | 2022-01-04 22:30 | 1 | 22:30 | 1899-12-31 22:30 | 0 | 0 | 0 | -219.3531 | 0.0051126 | FALSE | 0 | 0 | 0 | 0 | 0.0051126 | 580.6469 | -4.6013
187 | 886307 | 2022-01-04 22:45 | 1 | 22:45 | 1899-12-31 22:45 | 0 | 0 | 0 | -223.9544 | 0.0049705 | FALSE | 0 | 0 | 0 | 0 | 0.0049705 | 576.0456 | -4.4735
188 | 886307 | 2022-01-04 23:00 | 1 | 23:00 | 1899-12-31 23:00 | 0 | 0 | 0 | -228.4279 | 0.0048325 | FALSE | 0 | 0 | 0 | 0 | 0.0048325 | 571.5721 | -4.3492
189 | 886307 | 2022-01-04 23:15 | 1 | 23:15 | 1899-12-31 23:15 | 0 | 0 | 0 | -232.7771 | 0.0046982 | FALSE | 0 | 0 | 0 | 0 | 0.0046982 | 567.2229 | -4.2284
190 | 886307 | 2022-01-04 23:30 | 1 | 23:30 | 1899-12-31 23:30 | 0 | 0 | 0 | -237.0055 | 0.0045677 | FALSE | 0 | 0 | 0 | 0 | 0.0045677 | 562.9945 | -4.111
191 | 886307 | 2022-01-04 23:45 | 1 | 23:45 | 1899-12-31 23:45 | 0 | 0 | 0 | -241.1165 | 0.0044409 | FALSE | 0 | 0 | 0 | 0 | 0.0044409 | 558.8835 | -3.9968
192 | 886307 | 2022-01-05 | 2 | 0:00 | 1900-01-01 | 1 | 6.7812e-06 | 0.075347 | -245.1132 | 0.0043175 | FALSE | 0 | 0 | 0 | 0 | 0.0043175 | 554.8868 | 63.9268
193 | 886307 | 2022-01-05 00:15 | 2 | 0:15 | 1900-01-01 00:15 | 1 | 6.7812e-06 | 0.075347 | -181.1865 | 0.0062905 | FALSE | 0 | 0 | 0 | 0 | 0.0062905 | 618.8135 | 62.151
194 | 886307 | 2022-01-05 00:30 | 2 | 0:30 | 1900-01-01 00:30 | 1 | 6.7812e-06 | 0.075347 | -119.0355 | 0.0082088 | FALSE | 0 | 0 | 0 | 0 | 0.0082088 | 680.9645 | 60.4246
195 | 886307 | 2022-01-05 00:45 | 2 | 0:45 | 1900-01-01 00:45 | 1 | 6.7812e-06 | 0.075347 | -58.6109 | 0.010074 | FALSE | 0 | 0 | 0 | 0 | 0.010074 | 741.3891 | 58.7461
196 | 886307 | 2022-01-05 01:00 | 2 | 1:00 | 1900-01-01 01:00 | 1 | 6.7812e-06 | 0.075347 | 0.13528 | 0.011887 | FALSE | 0 | 0 | 0 | 0 | 0.011887 | 800.1353 | 57.1143
197 | 886307 | 2022-01-05 01:15 | 2 | 1:15 | 1900-01-01 01:15 | 1 | 6.7812e-06 | 0.075347 | 57.2496 | 0.01365 | TRUE | 500 | 5.5556 | 0.68248 | 0.17461 | 0.11917 | 857.2496 | -39.4371
198 | 886307 | 2022-01-05 01:30 | 2 | 1:30 | 1900-01-01 01:30 | 1 | 6.7812e-06 | 0.075347 | 17.8125 | 0.012432 | FALSE | 0 | 0 | 0 | 0 | 0.012432 | 817.8125 | 56.6233
199 | 886307 | 2022-01-05 01:45 | 2 | 1:45 | 1900-01-01 01:45 | 1 | 6.7812e-06 | 0.075347 | 74.4358 | 0.01418 | TRUE | 500 | 5.5556 | 0.70901 | 0.19501 | 0.13826 | 874.4358 | -56.6233
200 | 886307 | 2022-01-05 02:00 | 2 | 2:00 | 1900-01-01 02:00 | 1 | 6.7812e-06 | 0.075347 | 17.8125 | 0.012432 | FALSE | 0 | 0 | 0 | 0 | 0.012432 | 817.8125 | 56.6233
201 | 886307 | 2022-01-05 02:15 | 2 | 2:15 | 1900-01-01 02:15 | 1 | 6.7812e-06 | 0.075347 | 74.4358 | 0.01418 | TRUE | 500 | 5.5556 | 0.70901 | 0.19501 | 0.13826 | 874.4358 | -56.6233
202 | 886307 | 2022-01-05 02:30 | 2 | 2:30 | 1900-01-01 02:30 | 1 | 6.7812e-06 | 0.075347 | 17.8125 | 0.012432 | FALSE | 0 | 0 | 0 | 0 | 0.012432 | 817.8125 | 56.6233
203 | 886307 | 2022-01-05 02:45 | 2 | 2:45 | 1900-01-01 02:45 | 1 | 6.7812e-06 | 0.075347 | 74.4358 | 0.01418 | TRUE | 500 | 5.5556 | 0.70901 | 0.19501 | 0.13826 | 874.4358 | -56.6233
204 | 886307 | 2022-01-05 03:00 | 2 | 3:00 | 1900-01-01 03:00 | 1 | 6.7812e-06 | 0.075347 | 17.8125 | 0.012432 | FALSE | 0 | 0 | 0 | 0 | 0.012432 | 817.8125 | 56.6233
205 | 886307 | 2022-01-05 03:15 | 2 | 3:15 | 1900-01-01 03:15 | 1 | 6.7812e-06 | 0.075347 | 74.4358 | 0.01418 | TRUE | 500 | 5.5556 | 0.70901 | 0.19501 | 0.13826 | 874.4358 | -56.6233
206 | 886307 | 2022-01-05 03:30 | 2 | 3:30 | 1900-01-01 03:30 | 1 | 6.7812e-06 | 0.075347 | 17.8125 | 0.012432 | FALSE | 0 | 0 | 0 | 0 | 0.012432 | 817.8125 | 56.6233
207 | 886307 | 2022-01-05 03:45 | 2 | 3:45 | 1900-01-01 03:45 | 1 | 6.7812e-06 | 0.075347 | 74.4358 | 0.01418 | TRUE | 500 | 5.5556 | 0.70901 | 0.19501 | 0.13826 | 874.4358 | -56.6233
208 | 886307 | 2022-01-05 04:00 | 2 | 4:00 | 1900-01-01 04:00 | 1 | 6.7812e-06 | 0.075347 | 17.8125 | 0.012432 | FALSE | 0 | 0 | 0 | 0 | 0.012432 | 817.8125 | 56.6233
209 | 886307 | 2022-01-05 04:15 | 2 | 4:15 | 1900-01-01 04:15 | 1 | 6.7812e-06 | 0.075347 | 74.4358 | 0.01418 | TRUE | 500 | 5.5556 | 0.70901 | 0.19501 | 0.13826 | 874.4358 | -56.6233
210 | 886307 | 2022-01-05 04:30 | 2 | 4:30 | 1900-01-01 04:30 | 1 | 6.7812e-06 | 0.075347 | 17.8125 | 0.012432 | FALSE | 0 | 0 | 0 | 0 | 0.012432 | 817.8125 | 56.6233
211 | 886307 | 2022-01-05 04:45 | 2 | 4:45 | 1900-01-01 04:45 | 1 | 6.7812e-06 | 0.075347 | 74.4358 | 0.01418 | TRUE | 500 | 5.5556 | 0.70901 | 0.19501 | 0.13826 | 874.4358 | -56.6233
212 | 886307 | 2022-01-05 05:00 | 2 | 5:00 | 1900-01-01 05:00 | 1 | 6.7812e-06 | 0.075347 | 17.8125 | 0.012432 | FALSE | 0 | 0 | 0 | 0 | 0.012432 | 817.8125 | 56.6233
213 | 886307 | 2022-01-05 05:15 | 2 | 5:15 | 1900-01-01 05:15 | 1 | 6.7812e-06 | 0.075347 | 74.4358 | 0.01418 | TRUE | 500 | 5.5556 | 0.70901 | 0.19501 | 0.13826 | 874.4358 | -56.6233
214 | 886307 | 2022-01-05 05:30 | 2 | 5:30 | 1900-01-01 05:30 | 1 | 6.7812e-06 | 0.075347 | 17.8125 | 0.012432 | FALSE | 0 | 0 | 0 | 0 | 0.012432 | 817.8125 | 56.6233
215 | 886307 | 2022-01-05 05:45 | 2 | 5:45 | 1900-01-01 05:45 | 1 | 6.7812e-06 | 0.075347 | 74.4358 | 0.01418 | TRUE | 500 | 5.5556 | 0.70901 | 0.19501 | 0.13826 | 874.4358 | -56.6233
216 | 886307 | 2022-01-05 06:00 | 2 | 6:00 | 1900-01-01 06:00 | 1 | 6.7812e-06 | 0.075347 | 17.8125 | 0.012432 | FALSE | 0 | 0 | 0 | 0 | 0.012432 | 817.8125 | 56.6233
217 | 886307 | 2022-01-05 06:15 | 2 | 6:15 | 1900-01-01 06:15 | 1 | 6.7812e-06 | 0.075347 | 74.4358 | 0.01418 | TRUE | 500 | 5.5556 | 0.70901 | 0.19501 | 0.13826 | 874.4358 | -56.6233
218 | 886307 | 2022-01-05 06:30 | 2 | 6:30 | 1900-01-01 06:30 | 1 | 6.7812e-06 | 0.075347 | 17.8125 | 0.012432 | FALSE | 0 | 0 | 0 | 0 | 0.012432 | 817.8125 | 56.6233
219 | 886307 | 2022-01-05 06:45 | 2 | 6:45 | 1900-01-01 06:45 | 1 | 6.7812e-06 | 0.075347 | 74.4358 | 0.01418 | TRUE | 500 | 5.5556 | 0.70901 | 0.19501 | 0.13826 | 874.4358 | -56.6233
220 | 886307 | 2022-01-05 07:00 | 2 | 7:00 | 1900-01-01 07:00 | 1 | 6.7812e-06 | 0.075347 | 17.8125 | 0.012432 | FALSE | 0 | 0 | 0 | 0 | 0.012432 | 817.8125 | 56.6233
221 | 886307 | 2022-01-05 07:15 | 2 | 7:15 | 1900-01-01 07:15 | 1 | 6.7812e-06 | 0.075347 | 74.4358 | 0.01418 | TRUE | 500 | 5.5556 | 0.70901 | 0.19501 | 0.13826 | 874.4358 | -56.6233
222 | 886307 | 2022-01-05 07:30 | 2 | 7:30 | 1900-01-01 07:30 | 1 | 6.7812e-06 | 0.075347 | 17.8125 | 0.012432 | FALSE | 0 | 0 | 0 | 0 | 0.012432 | 817.8125 | 56.6233
223 | 886307 | 2022-01-05 07:45 | 2 | 7:45 | 1900-01-01 07:45 | 1 | 6.7812e-06 | 0.075347 | 74.4358 | 0.01418 | TRUE | 500 | 5.5556 | 0.70901 | 0.19501 | 0.13826 | 874.4358 | -56.6233
224 | 886307 | 2022-01-05 08:00 | 2 | 8:00 | 1900-01-01 08:00 | 1 | 6.7812e-06 | 0.075347 | 17.8125 | 0.012432 | FALSE | 0 | 0 | 0 | 0 | 0.012432 | 817.8125 | 56.6233
225 | 886307 | 2022-01-05 08:15 | 2 | 8:15 | 1900-01-01 08:15 | 1 | 6.7812e-06 | 0.075347 | 74.4358 | 0.01418 | TRUE | 500 | 5.5556 | 0.70901 | 0.19501 | 0.13826 | 874.4358 | -56.6233
226 | 886307 | 2022-01-05 08:30 | 2 | 8:30 | 1900-01-01 08:30 | 3 | 2.0344e-05 | 0.22604 | 17.8125 | 0.012432 | FALSE | 0 | 0 | 0 | 0 | 0.012432 | 817.8125 | 192.2483
227 | 886307 | 2022-01-05 08:45 | 2 | 8:45 | 1900-01-01 08:45 | 3 | 2.0344e-05 | 0.22604 | 210.0608 | 0.018366 | TRUE | 500 | 5.5556 | 0.9183 | 0.31466 | 0.28896 | 1010.0608 | -56.6233
228 | 886307 | 2022-01-05 09:00 | 2 | 9:00 | 1900-01-01 09:00 | 2 | 1.3562e-05 | 0.15069 | 153.4375 | 0.016618 | TRUE | 500 | 5.5556 | 0.83092 | 0.27204 | 0.22604 | 953.4375 | -67.8125
229 | 886307 | 2022-01-05 09:15 | 2 | 9:15 | 1900-01-01 09:15 | 2 | 1.3562e-05 | 0.15069 | 85.625 | 0.014525 | TRUE | 500 | 5.5556 | 0.72627 | 0.20749 | 0.15069 | 885.625 | 0
230 | 886307 | 2022-01-05 09:30 | 2 | 9:30 | 1900-01-01 09:30 | 2 | 1.3562e-05 | 0.15069 | 85.625 | 0.014525 | TRUE | 500 | 5.5556 | 0.72627 | 0.20749 | 0.15069 | 885.625 | 0
231 | 886307 | 2022-01-05 09:45 | 2 | 9:45 | 1900-01-01 09:45 | 2 | 1.3562e-05 | 0.15069 | 85.625 | 0.014525 | TRUE | 500 | 5.5556 | 0.72627 | 0.20749 | 0.15069 | 885.625 | 0
232 | 886307 | 2022-01-05 10:00 | 2 | 10:00 | 1900-01-01 10:00 | 2 | 1.3562e-05 | 0.15069 | 85.625 | 0.014525 | TRUE | 500 | 5.5556 | 0.72627 | 0.20749 | 0.15069 | 885.625 | 0
233 | 886307 | 2022-01-05 10:15 | 2 | 10:15 | 1900-01-01 10:15 | 2 | 1.3562e-05 | 0.15069 | 85.625 | 0.014525 | TRUE | 500 | 5.5556 | 0.72627 | 0.20749 | 0.15069 | 885.625 | 0
234 | 886307 | 2022-01-05 10:30 | 2 | 10:30 | 1900-01-01 10:30 | 2 | 1.3562e-05 | 0.15069 | 85.625 | 0.014525 | TRUE | 500 | 5.5556 | 0.72627 | 0.20749 | 0.15069 | 885.625 | 0
235 | 886307 | 2022-01-05 10:45 | 2 | 10:45 | 1900-01-01 10:45 | 2 | 1.3562e-05 | 0.15069 | 85.625 | 0.014525 | TRUE | 500 | 5.5556 | 0.72627 | 0.20749 | 0.15069 | 885.625 | 0
236 | 886307 | 2022-01-05 11:00 | 2 | 11:00 | 1900-01-01 11:00 | 2 | 1.3562e-05 | 0.15069 | 85.625 | 0.014525 | TRUE | 500 | 5.5556 | 0.72627 | 0.20749 | 0.15069 | 885.625 | 0
237 | 886307 | 2022-01-05 11:15 | 2 | 11:15 | 1900-01-01 11:15 | 2 | 1.3562e-05 | 0.15069 | 85.625 | 0.014525 | TRUE | 500 | 5.5556 | 0.72627 | 0.20749 | 0.15069 | 885.625 | 0
238 | 886307 | 2022-01-05 11:30 | 2 | 11:30 | 1900-01-01 11:30 | 2 | 1.3562e-05 | 0.15069 | 85.625 | 0.014525 | TRUE | 500 | 5.5556 | 0.72627 | 0.20749 | 0.15069 | 885.625 | 0
239 | 886307 | 2022-01-05 11:45 | 2 | 11:45 | 1900-01-01 11:45 | 2 | 1.3562e-05 | 0.15069 | 85.625 | 0.014525 | TRUE | 500 | 5.5556 | 0.72627 | 0.20749 | 0.15069 | 885.625 | 0
240 | 886307 | 2022-01-05 12:00 | 2 | 12:00 | 1900-01-01 12:00 | 0 | 0 | 0 | 85.625 | 0.014525 | TRUE | 500 | 5.5556 | 0.72627 | 0.20749 | 0.15069 | 885.625 | -135.625
241 | 886307 | 2022-01-05 12:15 | 2 | 12:15 | 1900-01-01 12:15 | 0 | 0 | 0 | -50 | 0.01034 | FALSE | 0 | 0 | 0 | 0 | 0.01034 | 750 | -9.3056
242 | 886307 | 2022-01-05 12:30 | 2 | 12:30 | 1900-01-01 12:30 | 2 | 1.3562e-05 | 0.15069 | -59.3056 | 0.010052 | FALSE | 0 | 0 | 0 | 0 | 0.010052 | 740.6944 | 126.5779
243 | 886307 | 2022-01-05 12:45 | 2 | 12:45 | 1900-01-01 12:45 | 2 | 1.3562e-05 | 0.15069 | 67.2724 | 0.013959 | TRUE | 500 | 5.5556 | 0.69795 | 0.18669 | 0.1303 | 867.2724 | 18.3526
244 | 886307 | 2022-01-05 13:00 | 2 | 13:00 | 1900-01-01 13:00 | 3 | 2.0344e-05 | 0.22604 | 85.625 | 0.014525 | TRUE | 500 | 5.5556 | 0.72627 | 0.20749 | 0.15069 | 885.625 | 67.8125
245 | 886307 | 2022-01-05 13:15 | 2 | 13:15 | 1900-01-01 13:15 | 3 | 2.0344e-05 | 0.22604 | 153.4375 | 0.016618 | TRUE | 500 | 5.5556 | 0.83092 | 0.27204 | 0.22604 | 953.4375 | 0
246 | 886307 | 2022-01-05 13:30 | 2 | 13:30 | 1900-01-01 13:30 | 2 | 1.3562e-05 | 0.15069 | 153.4375 | 0.016618 | TRUE | 500 | 5.5556 | 0.83092 | 0.27204 | 0.22604 | 953.4375 | -67.8125
247 | 886307 | 2022-01-05 13:45 | 2 | 13:45 | 1900-01-01 13:45 | 2 | 1.3562e-05 | 0.15069 | 85.625 | 0.014525 | TRUE | 500 | 5.5556 | 0.72627 | 0.20749 | 0.15069 | 885.625 | 0
248 | 886307 | 2022-01-05 14:00 | 2 | 14:00 | 1900-01-01 14:00 | 2 | 1.3562e-05 | 0.15069 | 85.625 | 0.014525 | TRUE | 500 | 5.5556 | 0.72627 | 0.20749 | 0.15069 | 885.625 | 0
249 | 886307 | 2022-01-05 14:15 | 2 | 14:15 | 1900-01-01 14:15 | 2 | 1.3562e-05 | 0.15069 | 85.625 | 0.014525 | TRUE | 500 | 5.5556 | 0.72627 | 0.20749 | 0.15069 | 885.625 | 0
250 | 886307 | 2022-01-05 14:30 | 2 | 14:30 | 1900-01-01 14:30 | 2 | 1.3562e-05 | 0.15069 | 85.625 | 0.014525 | TRUE | 500 | 5.5556 | 0.72627 | 0.20749 | 0.15069 | 885.625 | 0
251 | 886307 | 2022-01-05 14:45 | 2 | 14:45 | 1900-01-01 14:45 | 2 | 1.3562e-05 | 0.15069 | 85.625 | 0.014525 | TRUE | 500 | 5.5556 | 0.72627 | 0.20749 | 0.15069 | 885.625 | 0
252 | 886307 | 2022-01-05 15:00 | 2 | 15:00 | 1900-01-01 15:00 | 2 | 1.3562e-05 | 0.15069 | 85.625 | 0.014525 | TRUE | 500 | 5.5556 | 0.72627 | 0.20749 | 0.15069 | 885.625 | 0
253 | 886307 | 2022-01-05 15:15 | 2 | 15:15 | 1900-01-01 15:15 | 2 | 1.3562e-05 | 0.15069 | 85.625 | 0.014525 | TRUE | 500 | 5.5556 | 0.72627 | 0.20749 | 0.15069 | 885.625 | 0
254 | 886307 | 2022-01-05 15:30 | 2 | 15:30 | 1900-01-01 15:30 | 2 | 1.3562e-05 | 0.15069 | 85.625 | 0.014525 | TRUE | 500 | 5.5556 | 0.72627 | 0.20749 | 0.15069 | 885.625 | 0
255 | 886307 | 2022-01-05 15:45 | 2 | 15:45 | 1900-01-01 15:45 | 2 | 1.3562e-05 | 0.15069 | 85.625 | 0.014525 | TRUE | 500 | 5.5556 | 0.72627 | 0.20749 | 0.15069 | 885.625 | 0
256 | 886307 | 2022-01-05 16:00 | 2 | 16:00 | 1900-01-01 16:00 | 0 | 0 | 0 | 85.625 | 0.014525 | TRUE | 500 | 5.5556 | 0.72627 | 0.20749 | 0.15069 | 885.625 | -135.625
257 | 886307 | 2022-01-05 16:15 | 2 | 16:15 | 1900-01-01 16:15 | 0 | 0 | 0 | -50 | 0.01034 | FALSE | 0 | 0 | 0 | 0 | 0.01034 | 750 | -9.3056
258 | 886307 | 2022-01-05 16:30 | 2 | 16:30 | 1900-01-01 16:30 | 0 | 0 | 0 | -59.3056 | 0.010052 | FALSE | 0 | 0 | 0 | 0 | 0.010052 | 740.6944 | -9.0471
259 | 886307 | 2022-01-05 16:45 | 2 | 16:45 | 1900-01-01 16:45 | 0 | 0 | 0 | -68.3526 | 0.0097731 | FALSE | 0 | 0 | 0 | 0 | 0.0097731 | 731.6474 | -8.7958
260 | 886307 | 2022-01-05 17:00 | 2 | 17:00 | 1900-01-01 17:00 | 0 | 0 | 0 | -77.1484 | 0.0095016 | FALSE | 0 | 0 | 0 | 0 | 0.0095016 | 722.8516 | -8.5514
261 | 886307 | 2022-01-05 17:15 | 2 | 17:15 | 1900-01-01 17:15 | 0 | 0 | 0 | -85.6998 | 0.0092377 | FALSE | 0 | 0 | 0 | 0 | 0.0092377 | 714.3002 | -8.3139
262 | 886307 | 2022-01-05 17:30 | 2 | 17:30 | 1900-01-01 17:30 | 0 | 0 | 0 | -94.0137 | 0.0089811 | FALSE | 0 | 0 | 0 | 0 | 0.0089811 | 705.9863 | -8.083
263 | 886307 | 2022-01-05 17:45 | 2 | 17:45 | 1900-01-01 17:45 | 0 | 0 | 0 | -102.0967 | 0.0087316 | FALSE | 0 | 0 | 0 | 0 | 0.0087316 | 697.9033 | -7.8584
264 | 886307 | 2022-01-05 18:00 | 2 | 18:00 | 1900-01-01 18:00 | 0 | 0 | 0 | -109.9551 | 0.008489 | FALSE | 0 | 0 | 0 | 0 | 0.008489 | 690.0449 | -7.6401
265 | 886307 | 2022-01-05 18:15 | 2 | 18:15 | 1900-01-01 18:15 | 0 | 0 | 0 | -117.5952 | 0.0082532 | FALSE | 0 | 0 | 0 | 0 | 0.0082532 | 682.4048 | -7.4279
266 | 886307 | 2022-01-05 18:30 | 2 | 18:30 | 1900-01-01 18:30 | 0 | 0 | 0 | -125.0231 | 0.008024 | FALSE | 0 | 0 | 0 | 0 | 0.008024 | 674.9769 | -7.2216
267 | 886307 | 2022-01-05 18:45 | 2 | 18:45 | 1900-01-01 18:45 | 0 | 0 | 0 | -132.2447 | 0.0078011 | FALSE | 0 | 0 | 0 | 0 | 0.0078011 | 667.7553 | -7.021
268 | 886307 | 2022-01-05 19:00 | 2 | 19:00 | 1900-01-01 19:00 | 0 | 0 | 0 | -139.2657 | 0.0075844 | FALSE | 0 | 0 | 0 | 0 | 0.0075844 | 660.7343 | -6.826
269 | 886307 | 2022-01-05 19:15 | 2 | 19:15 | 1900-01-01 19:15 | 0 | 0 | 0 | -146.0916 | 0.0073737 | FALSE | 0 | 0 | 0 | 0 | 0.0073737 | 653.9084 | -6.6363
270 | 886307 | 2022-01-05 19:30 | 2 | 19:30 | 1900-01-01 19:30 | 0 | 0 | 0 | -152.728 | 0.0071689 | FALSE | 0 | 0 | 0 | 0 | 0.0071689 | 647.272 | -6.452
271 | 886307 | 2022-01-05 19:45 | 2 | 19:45 | 1900-01-01 19:45 | 0 | 0 | 0 | -159.18 | 0.0069698 | FALSE | 0 | 0 | 0 | 0 | 0.0069698 | 640.82 | -6.2728
272 | 886307 | 2022-01-05 20:00 | 2 | 20:00 | 1900-01-01 20:00 | 0 | 0 | 0 | -165.4528 | 0.0067761 | FALSE | 0 | 0 | 0 | 0 | 0.0067761 | 634.5472 | -6.0985
273 | 886307 | 2022-01-05 20:15 | 2 | 20:15 | 1900-01-01 20:15 | 0 | 0 | 0 | -171.5513 | 0.0065879 | FALSE | 0 | 0 | 0 | 0 | 0.0065879 | 628.4487 | -5.9291
274 | 886307 | 2022-01-05 20:30 | 2 | 20:30 | 1900-01-01 20:30 | 0 | 0 | 0 | -177.4804 | 0.0064049 | FALSE | 0 | 0 | 0 | 0 | 0.0064049 | 622.5196 | -5.7644
275 | 886307 | 2022-01-05 20:45 | 2 | 20:45 | 1900-01-01 20:45 | 0 | 0 | 0 | -183.2449 | 0.006227 | FALSE | 0 | 0 | 0 | 0 | 0.006227 | 616.7551 | -5.6043
276 | 886307 | 2022-01-05 21:00 | 2 | 21:00 | 1900-01-01 21:00 | 0 | 0 | 0 | -188.8492 | 0.006054 | FALSE | 0 | 0 | 0 | 0 | 0.006054 | 611.1508 | -5.4486
277 | 886307 | 2022-01-05 21:15 | 2 | 21:15 | 1900-01-01 21:15 | 0 | 0 | 0 | -194.2978 | 0.0058859 | FALSE | 0 | 0 | 0 | 0 | 0.0058859 | 605.7022 | -5.2973
278 | 886307 | 2022-01-05 21:30 | 2 | 21:30 | 1900-01-01 21:30 | 0 | 0 | 0 | -199.5951 | 0.0057224 | FALSE | 0 | 0 | 0 | 0 | 0.0057224 | 600.4049 | -5.1501
279 | 886307 | 2022-01-05 21:45 | 2 | 21:45 | 1900-01-01 21:45 | 0 | 0 | 0 | -204.7452 | 0.0055634 | FALSE | 0 | 0 | 0 | 0 | 0.0055634 | 595.2548 | -5.0071
280 | 886307 | 2022-01-05 22:00 | 2 | 22:00 | 1900-01-01 22:00 | 0 | 0 | 0 | -209.7523 | 0.0054089 | FALSE | 0 | 0 | 0 | 0 | 0.0054089 | 590.2477 | -4.868
281 | 886307 | 2022-01-05 22:15 | 2 | 22:15 | 1900-01-01 22:15 | 0 | 0 | 0 | -214.6203 | 0.0052586 | FALSE | 0 | 0 | 0 | 0 | 0.0052586 | 585.3797 | -4.7328
282 | 886307 | 2022-01-05 22:30 | 2 | 22:30 | 1900-01-01 22:30 | 0 | 0 | 0 | -219.3531 | 0.0051126 | FALSE | 0 | 0 | 0 | 0 | 0.0051126 | 580.6469 | -4.6013
283 | 886307 | 2022-01-05 22:45 | 2 | 22:45 | 1900-01-01 22:45 | 0 | 0 | 0 | -223.9544 | 0.0049705 | FALSE | 0 | 0 | 0 | 0 | 0.0049705 | 576.0456 | -4.4735
284 | 886307 | 2022-01-05 23:00 | 2 | 23:00 | 1900-01-01 23:00 | 0 | 0 | 0 | -228.4279 | 0.0048325 | FALSE | 0 | 0 | 0 | 0 | 0.0048325 | 571.5721 | -4.3492
285 | 886307 | 2022-01-05 23:15 | 2 | 23:15 | 1900-01-01 23:15 | 0 | 0 | 0 | -232.7771 | 0.0046982 | FALSE | 0 | 0 | 0 | 0 | 0.0046982 | 567.2229 | -4.2284
286 | 886307 | 2022-01-05 23:30 | 2 | 23:30 | 1900-01-01 23:30 | 0 | 0 | 0 | -237.0055 | 0.0045677 | FALSE | 0 | 0 | 0 | 0 | 0.0045677 | 562.9945 | -4.111
287 | 886307 | 2022-01-05 23:45 | 2 | 23:45 | 1900-01-01 23:45 | 0 | 0 | 0 | -241.1165 | 0.0044409 | FALSE | 0 | 0 | 0 | 0 | 0.0044409 | 558.8835 | -3.9968
288 | 886307 | 2022-01-06 | 3 | 0:00 | 1900-01-02 | 1 | 6.7812e-06 | 0.075347 | -245.1132 | 0.0043175 | FALSE | 0 | 0 | 0 | 0 | 0.0043175 | 554.8868 | 63.9268
289 | 886307 | 2022-01-06 00:15 | 3 | 0:15 | 1900-01-02 00:15 | 1 | 6.7812e-06 | 0.075347 | -181.1865 | 0.0062905 | FALSE | 0 | 0 | 0 | 0 | 0.0062905 | 618.8135 | 62.151
290 | 886307 | 2022-01-06 00:30 | 3 | 0:30 | 1900-01-02 00:30 | 1 | 6.7812e-06 | 0.075347 | -119.0355 | 0.0082088 | FALSE | 0 | 0 | 0 | 0 | 0.0082088 | 680.9645 | 60.4246
291 | 886307 | 2022-01-06 00:45 | 3 | 0:45 | 1900-01-02 00:45 | 1 | 6.7812e-06 | 0.075347 | -58.6109 | 0.010074 | FALSE | 0 | 0 | 0 | 0 | 0.010074 | 741.3891 | 58.7461
292 | 886307 | 2022-01-06 01:00 | 3 | 1:00 | 1900-01-02 01:00 | 1 | 6.7812e-06 | 0.075347 | 0.13528 | 0.011887 | FALSE | 0 | 0 | 0 | 0 | 0.011887 | 800.1353 | 57.1143
293 | 886307 | 2022-01-06 01:15 | 3 | 1:15 | 1900-01-02 01:15 | 1 | 6.7812e-06 | 0.075347 | 57.2496 | 0.01365 | TRUE | 500 | 5.5556 | 0.68248 | 0.17461 | 0.11917 | 857.2496 | -39.4371
294 | 886307 | 2022-01-06 01:30 | 3 | 1:30 | 1900-01-02 01:30 | 1 | 6.7812e-06 | 0.075347 | 17.8125 | 0.012432 | FALSE | 0 | 0 | 0 | 0 | 0.012432 | 817.8125 | 56.6233
295 | 886307 | 2022-01-06 01:45 | 3 | 1:45 | 1900-01-02 01:45 | 1 | 6.7812e-06 | 0.075347 | 74.4358 | 0.01418 | TRUE | 500 | 5.5556 | 0.70901 | 0.19501 | 0.13826 | 874.4358 | -56.6233
296 | 886307 | 2022-01-06 02:00 | 3 | 2:00 | 1900-01-02 02:00 | 1 | 6.7812e-06 | 0.075347 | 17.8125 | 0.012432 | FALSE | 0 | 0 | 0 | 0 | 0.012432 | 817.8125 | 56.6233
297 | 886307 | 2022-01-06 02:15 | 3 | 2:15 | 1900-01-02 02:15 | 1 | 6.7812e-06 | 0.075347 | 74.4358 | 0.01418 | TRUE | 500 | 5.5556 | 0.70901 | 0.19501 | 0.13826 | 874.4358 | -56.6233
298 | 886307 | 2022-01-06 02:30 | 3 | 2:30 | 1900-01-02 02:30 | 1 | 6.7812e-06 | 0.075347 | 17.8125 | 0.012432 | FALSE | 0 | 0 | 0 | 0 | 0.012432 | 817.8125 | 56.6233
299 | 886307 | 2022-01-06 02:45 | 3 | 2:45 | 1900-01-02 02:45 | 1 | 6.7812e-06 | 0.075347 | 74.4358 | 0.01418 | TRUE | 500 | 5.5556 | 0.70901 | 0.19501 | 0.13826 | 874.4358 | -56.6233
300 | 886307 | 2022-01-06 03:00 | 3 | 3:00 | 1900-01-02 03:00 | 1 | 6.7812e-06 | 0.075347 | 17.8125 | 0.012432 | FALSE | 0 | 0 | 0 | 0 | 0.012432 | 817.8125 | 56.6233
301 | 886307 | 2022-01-06 03:15 | 3 | 3:15 | 1900-01-02 03:15 | 1 | 6.7812e-06 | 0.075347 | 74.4358 | 0.01418 | TRUE | 500 | 5.5556 | 0.70901 | 0.19501 | 0.13826 | 874.4358 | -56.6233
302 | 886307 | 2022-01-06 03:30 | 3 | 3:30 | 1900-01-02 03:30 | 1 | 6.7812e-06 | 0.075347 | 17.8125 | 0.012432 | FALSE | 0 | 0 | 0 | 0 | 0.012432 | 817.8125 | 56.6233
303 | 886307 | 2022-01-06 03:45 | 3 | 3:45 | 1900-01-02 03:45 | 1 | 6.7812e-06 | 0.075347 | 74.4358 | 0.01418 | TRUE | 500 | 5.5556 | 0.70901 | 0.19501 | 0.13826 | 874.4358 | -56.6233
304 | 886307 | 2022-01-06 04:00 | 3 | 4:00 | 1900-01-02 04:00 | 1 | 6.7812e-06 | 0.075347 | 17.8125 | 0.012432 | FALSE | 0 | 0 | 0 | 0 | 0.012432 | 817.8125 | 56.6233
305 | 886307 | 2022-01-06 04:15 | 3 | 4:15 | 1900-01-02 04:15 | 1 | 6.7812e-06 | 0.075347 | 74.4358 | 0.01418 | TRUE | 500 | 5.5556 | 0.70901 | 0.19501 | 0.13826 | 874.4358 | -56.6233
306 | 886307 | 2022-01-06 04:30 | 3 | 4:30 | 1900-01-02 04:30 | 1 | 6.7812e-06 | 0.075347 | 17.8125 | 0.012432 | FALSE | 0 | 0 | 0 | 0 | 0.012432 | 817.8125 | 56.6233
307 | 886307 | 2022-01-06 04:45 | 3 | 4:45 | 1900-01-02 04:45 | 1 | 6.7812e-06 | 0.075347 | 74.4358 | 0.01418 | TRUE | 500 | 5.5556 | 0.70901 | 0.19501 | 0.13826 | 874.4358 | -56.6233
308 | 886307 | 2022-01-06 05:00 | 3 | 5:00 | 1900-01-02 05:00 | 1 | 6.7812e-06 | 0.075347 | 17.8125 | 0.012432 | FALSE | 0 | 0 | 0 | 0 | 0.012432 | 817.8125 | 56.6233
309 | 886307 | 2022-01-06 05:15 | 3 | 5:15 | 1900-01-02 05:15 | 1 | 6.7812e-06 | 0.075347 | 74.4358 | 0.01418 | TRUE | 500 | 5.5556 | 0.70901 | 0.19501 | 0.13826 | 874.4358 | -56.6233
310 | 886307 | 2022-01-06 05:30 | 3 | 5:30 | 1900-01-02 05:30 | 1 | 6.7812e-06 | 0.075347 | 17.8125 | 0.012432 | FALSE | 0 | 0 | 0 | 0 | 0.012432 | 817.8125 | 56.6233
311 | 886307 | 2022-01-06 05:45 | 3 | 5:45 | 1900-01-02 05:45 | 1 | 6.7812e-06 | 0.075347 | 74.4358 | 0.01418 | TRUE | 500 | 5.5556 | 0.70901 | 0.19501 | 0.13826 | 874.4358 | -56.6233
312 | 886307 | 2022-01-06 06:00 | 3 | 6:00 | 1900-01-02 06:00 | 1 | 6.7812e-06 | 0.075347 | 17.8125 | 0.012432 | FALSE | 0 | 0 | 0 | 0 | 0.012432 | 817.8125 | 56.6233
313 | 886307 | 2022-01-06 06:15 | 3 | 6:15 | 1900-01-02 06:15 | 1 | 6.7812e-06 | 0.075347 | 74.4358 | 0.01418 | TRUE | 500 | 5.5556 | 0.70901 | 0.19501 | 0.13826 | 874.4358 | -56.6233
314 | 886307 | 2022-01-06 06:30 | 3 | 6:30 | 1900-01-02 06:30 | 1 | 6.7812e-06 | 0.075347 | 17.8125 | 0.012432 | FALSE | 0 | 0 | 0 | 0 | 0.012432 | 817.8125 | 56.6233
315 | 886307 | 2022-01-06 06:45 | 3 | 6:45 | 1900-01-02 06:45 | 1 | 6.7812e-06 | 0.075347 | 74.4358 | 0.01418 | TRUE | 500 | 5.5556 | 0.70901 | 0.19501 | 0.13826 | 874.4358 | -56.6233
316 | 886307 | 2022-01-06 07:00 | 3 | 7:00 | 1900-01-02 07:00 | 1 | 6.7812e-06 | 0.075347 | 17.8125 | 0.012432 | FALSE | 0 | 0 | 0 | 0 | 0.012432 | 817.8125 | 56.6233
317 | 886307 | 2022-01-06 07:15 | 3 | 7:15 | 1900-01-02 07:15 | 1 | 6.7812e-06 | 0.075347 | 74.4358 | 0.01418 | TRUE | 500 | 5.5556 | 0.70901 | 0.19501 | 0.13826 | 874.4358 | -56.6233
318 | 886307 | 2022-01-06 07:30 | 3 | 7:30 | 1900-01-02 07:30 | 1 | 6.7812e-06 | 0.075347 | 17.8125 | 0.012432 | FALSE | 0 | 0 | 0 | 0 | 0.012432 | 817.8125 | 56.6233
319 | 886307 | 2022-01-06 07:45 | 3 | 7:45 | 1900-01-02 07:45 | 1 | 6.7812e-06 | 0.075347 | 74.4358 | 0.01418 | TRUE | 500 | 5.5556 | 0.70901 | 0.19501 | 0.13826 | 874.4358 | -56.6233
320 | 886307 | 2022-01-06 08:00 | 3 | 8:00 | 1900-01-02 08:00 | 1 | 6.7812e-06 | 0.075347 | 17.8125 | 0.012432 | FALSE | 0 | 0 | 0 | 0 | 0.012432 | 817.8125 | 56.6233
321 | 886307 | 2022-01-06 08:15 | 3 | 8:15 | 1900-01-02 08:15 | 1 | 6.7812e-06 | 0.075347 | 74.4358 | 0.01418 | TRUE | 500 | 5.5556 | 0.70901 | 0.19501 | 0.13826 | 874.4358 | -56.6233
322 | 886307 | 2022-01-06 08:30 | 3 | 8:30 | 1900-01-02 08:30 | 3 | 2.0344e-05 | 0.22604 | 17.8125 | 0.012432 | FALSE | 0 | 0 | 0 | 0 | 0.012432 | 817.8125 | 192.2483
323 | 886307 | 2022-01-06 08:45 | 3 | 8:45 | 1900-01-02 08:45 | 3 | 2.0344e-05 | 0.22604 | 210.0608 | 0.018366 | TRUE | 500 | 5.5556 | 0.9183 | 0.31466 | 0.28896 | 1010.0608 | -56.6233
324 | 886307 | 2022-01-06 09:00 | 3 | 9:00 | 1900-01-02 09:00 | 2 | 1.3562e-05 | 0.15069 | 153.4375 | 0.016618 | TRUE | 500 | 5.5556 | 0.83092 | 0.27204 | 0.22604 | 953.4375 | -67.8125
325 | 886307 | 2022-01-06 09:15 | 3 | 9:15 | 1900-01-02 09:15 | 2 | 1.3562e-05 | 0.15069 | 85.625 | 0.014525 | TRUE | 500 | 5.5556 | 0.72627 | 0.20749 | 0.15069 | 885.625 | 0
326 | 886307 | 2022-01-06 09:30 | 3 | 9:30 | 1900-01-02 09:30 | 2 | 1.3562e-05 | 0.15069 | 85.625 | 0.014525 | TRUE | 500 | 5.5556 | 0.72627 | 0.20749 | 0.15069 | 885.625 | 0
327 | 886307 | 2022-01-06 09:45 | 3 | 9:45 | 1900-01-02 09:45 | 2 | 1.3562e-05 | 0.15069 | 85.625 | 0.014525 | TRUE | 500 | 5.5556 | 0.72627 | 0.20749 | 0.15069 | 885.625 | 0
328 | 886307 | 2022-01-06 10:00 | 3 | 10:00 | 1900-01-02 10:00 | 2 | 1.3562e-05 | 0.15069 | 85.625 | 0.014525 | TRUE | 500 | 5.5556 | 0.72627 | 0.20749 | 0.15069 | 885.625 | 0
329 | 886307 | 2022-01-06 10:15 | 3 | 10:15 | 1900-01-02 10:15 | 2 | 1.3562e-05 | 0.15069 | 85.625 | 0.014525 | TRUE | 500 | 5.5556 | 0.72627 | 0.20749 | 0.15069 | 885.625 | 0
330 | 886307 | 2022-01-06 10:30 | 3 | 10:30 | 1900-01-02 10:30 | 2 | 1.3562e-05 | 0.15069 | 85.625 | 0.014525 | TRUE | 500 | 5.5556 | 0.72627 | 0.20749 | 0.15069 | 885.625 | 0
331 | 886307 | 2022-01-06 10:45 | 3 | 10:45 | 1900-01-02 10:45 | 2 | 1.3562e-05 | 0.15069 | 85.625 | 0.014525 | TRUE | 500 | 5.5556 | 0.72627 | 0.20749 | 0.15069 | 885.625 | 0
332 | 886307 | 2022-01-06 11:00 | 3 | 11:00 | 1900-01-02 11:00 | 2 | 1.3562e-05 | 0.15069 | 85.625 | 0.014525 | TRUE | 500 | 5.5556 | 0.72627 | 0.20749 | 0.15069 | 885.625 | 0
333 | 886307 | 2022-01-06 11:15 | 3 | 11:15 | 1900-01-02 11:15 | 2 | 1.3562e-05 | 0.15069 | 85.625 | 0.014525 | TRUE | 500 | 5.5556 | 0.72627 | 0.20749 | 0.15069 | 885.625 | 0
334 | 886307 | 2022-01-06 11:30 | 3 | 11:30 | 1900-01-02 11:30 | 2 | 1.3562e-05 | 0.15069 | 85.625 | 0.014525 | TRUE | 500 | 5.5556 | 0.72627 | 0.20749 | 0.15069 | 885.625 | 0
335 | 886307 | 2022-01-06 11:45 | 3 | 11:45 | 1900-01-02 11:45 | 2 | 1.3562e-05 | 0.15069 | 85.625 | 0.014525 | TRUE | 500 | 5.5556 | 0.72627 | 0.20749 | 0.15069 | 885.625 | 0
336 | 886307 | 2022-01-06 12:00 | 3 | 12:00 | 1900-01-02 12:00 | 0 | 0 | 0 | 85.625 | 0.014525 | TRUE | 500 | 5.5556 | 0.72627 | 0.20749 | 0.15069 | 885.625 | -135.625
337 | 886307 | 2022-01-06 12:15 | 3 | 12:15 | 1900-01-02 12:15 | 0 | 0 | 0 | -50 | 0.01034 | FALSE | 0 | 0 | 0 | 0 | 0.01034 | 750 | -9.3056
338 | 886307 | 2022-01-06 12:30 | 3 | 12:30 | 1900-01-02 12:30 | 2 | 1.3562e-05 | 0.15069 | -59.3056 | 0.010052 | FALSE | 0 | 0 | 0 | 0 | 0.010052 | 740.6944 | 126.5779
339 | 886307 | 2022-01-06 12:45 | 3 | 12:45 | 1900-01-02 12:45 | 2 | 1.3562e-05 | 0.15069 | 67.2724 | 0.013959 | TRUE | 500 | 5.5556 | 0.69795 | 0.18669 | 0.1303 | 867.2724 | 18.3526
340 | 886307 | 2022-01-06 13:00 | 3 | 13:00 | 1900-01-02 13:00 | 3 | 2.0344e-05 | 0.22604 | 85.625 | 0.014525 | TRUE | 500 | 5.5556 | 0.72627 | 0.20749 | 0.15069 | 885.625 | 67.8125
341 | 886307 | 2022-01-06 13:15 | 3 | 13:15 | 1900-01-02 13:15 | 3 | 2.0344e-05 | 0.22604 | 153.4375 | 0.016618 | TRUE | 500 | 5.5556 | 0.83092 | 0.27204 | 0.22604 | 953.4375 | 0
342 | 886307 | 2022-01-06 13:30 | 3 | 13:30 | 1900-01-02 13:30 | 2 | 1.3562e-05 | 0.15069 | 153.4375 | 0.016618 | TRUE | 500 | 5.5556 | 0.83092 | 0.27204 | 0.22604 | 953.4375 | -67.8125
343 | 886307 | 2022-01-06 13:45 | 3 | 13:45 | 1900-01-02 13:45 | 2 | 1.3562e-05 | 0.15069 | 85.625 | 0.014525 | TRUE | 500 | 5.5556 | 0.72627 | 0.20749 | 0.15069 | 885.625 | 0
344 | 886307 | 2022-01-06 14:00 | 3 | 14:00 | 1900-01-02 14:00 | 2 | 1.3562e-05 | 0.15069 | 85.625 | 0.014525 | TRUE | 500 | 5.5556 | 0.72627 | 0.20749 | 0.15069 | 885.625 | 0
345 | 886307 | 2022-01-06 14:15 | 3 | 14:15 | 1900-01-02 14:15 | 2 | 1.3562e-05 | 0.15069 | 85.625 | 0.014525 | TRUE | 500 | 5.5556 | 0.72627 | 0.20749 | 0.15069 | 885.625 | 0
346 | 886307 | 2022-01-06 14:30 | 3 | 14:30 | 1900-01-02 14:30 | 2 | 1.3562e-05 | 0.15069 | 85.625 | 0.014525 | TRUE | 500 | 5.5556 | 0.72627 | 0.20749 | 0.15069 | 885.625 | 0
347 | 886307 | 2022-01-06 14:45 | 3 | 14:45 | 1900-01-02 14:45 | 2 | 1.3562e-05 | 0.15069 | 85.625 | 0.014525 | TRUE | 500 | 5.5556 | 0.72627 | 0.20749 | 0.15069 | 885.625 | 0
348 | 886307 | 2022-01-06 15:00 | 3 | 15:00 | 1900-01-02 15:00 | 2 | 1.3562e-05 | 0.15069 | 85.625 | 0.014525 | TRUE | 500 | 5.5556 | 0.72627 | 0.20749 | 0.15069 | 885.625 | 0
349 | 886307 | 2022-01-06 15:15 | 3 | 15:15 | 1900-01-02 15:15 | 2 | 1.3562e-05 | 0.15069 | 85.625 | 0.014525 | TRUE | 500 | 5.5556 | 0.72627 | 0.20749 | 0.15069 | 885.625 | 0
350 | 886307 | 2022-01-06 15:30 | 3 | 15:30 | 1900-01-02 15:30 | 2 | 1.3562e-05 | 0.15069 | 85.625 | 0.014525 | TRUE | 500 | 5.5556 | 0.72627 | 0.20749 | 0.15069 | 885.625 | 0
351 | 886307 | 2022-01-06 15:45 | 3 | 15:45 | 1900-01-02 15:45 | 2 | 1.3562e-05 | 0.15069 | 85.625 | 0.014525 | TRUE | 500 | 5.5556 | 0.72627 | 0.20749 | 0.15069 | 885.625 | 0
352 | 886307 | 2022-01-06 16:00 | 3 | 16:00 | 1900-01-02 16:00 | 0 | 0 | 0 | 85.625 | 0.014525 | TRUE | 500 | 5.5556 | 0.72627 | 0.20749 | 0.15069 | 885.625 | -135.625
353 | 886307 | 2022-01-06 16:15 | 3 | 16:15 | 1900-01-02 16:15 | 0 | 0 | 0 | -50 | 0.01034 | FALSE | 0 | 0 | 0 | 0 | 0.01034 | 750 | -9.3056
354 | 886307 | 2022-01-06 16:30 | 3 | 16:30 | 1900-01-02 16:30 | 0 | 0 | 0 | -59.3056 | 0.010052 | FALSE | 0 | 0 | 0 | 0 | 0.010052 | 740.6944 | -9.0471
355 | 886307 | 2022-01-06 16:45 | 3 | 16:45 | 1900-01-02 16:45 | 0 | 0 | 0 | -68.3526 | 0.0097731 | FALSE | 0 | 0 | 0 | 0 | 0.0097731 | 731.6474 | -8.7958
356 | 886307 | 2022-01-06 17:00 | 3 | 17:00 | 1900-01-02 17:00 | 0 | 0 | 0 | -77.1484 | 0.0095016 | FALSE | 0 | 0 | 0 | 0 | 0.0095016 | 722.8516 | -8.5514
357 | 886307 | 2022-01-06 17:15 | 3 | 17:15 | 1900-01-02 17:15 | 0 | 0 | 0 | -85.6998 | 0.0092377 | FALSE | 0 | 0 | 0 | 0 | 0.0092377 | 714.3002 | -8.3139
358 | 886307 | 2022-01-06 17:30 | 3 | 17:30 | 1900-01-02 17:30 | 0 | 0 | 0 | -94.0137 | 0.0089811 | FALSE | 0 | 0 | 0 | 0 | 0.0089811 | 705.9863 | -8.083
359 | 886307 | 2022-01-06 17:45 | 3 | 17:45 | 1900-01-02 17:45 | 0 | 0 | 0 | -102.0967 | 0.0087316 | FALSE | 0 | 0 | 0 | 0 | 0.0087316 | 697.9033 | -7.8584
360 | 886307 | 2022-01-06 18:00 | 3 | 18:00 | 1900-01-02 18:00 | 0 | 0 | 0 | -109.9551 | 0.008489 | FALSE | 0 | 0 | 0 | 0 | 0.008489 | 690.0449 | -7.6401
361 | 886307 | 2022-01-06 18:15 | 3 | 18:15 | 1900-01-02 18:15 | 0 | 0 | 0 | -117.5952 | 0.0082532 | FALSE | 0 | 0 | 0 | 0 | 0.0082532 | 682.4048 | -7.4279
362 | 886307 | 2022-01-06 18:30 | 3 | 18:30 | 1900-01-02 18:30 | 0 | 0 | 0 | -125.0231 | 0.008024 | FALSE | 0 | 0 | 0 | 0 | 0.008024 | 674.9769 | -7.2216
363 | 886307 | 2022-01-06 18:45 | 3 | 18:45 | 1900-01-02 18:45 | 0 | 0 | 0 | -132.2447 | 0.0078011 | FALSE | 0 | 0 | 0 | 0 | 0.0078011 | 667.7553 | -7.021
364 | 886307 | 2022-01-06 19:00 | 3 | 19:00 | 1900-01-02 19:00 | 0 | 0 | 0 | -139.2657 | 0.0075844 | FALSE | 0 | 0 | 0 | 0 | 0.0075844 | 660.7343 | -6.826
365 | 886307 | 2022-01-06 19:15 | 3 | 19:15 | 1900-01-02 19:15 | 0 | 0 | 0 | -146.0916 | 0.0073737 | FALSE | 0 | 0 | 0 | 0 | 0.0073737 | 653.9084 | -6.6363
366 | 886307 | 2022-01-06 19:30 | 3 | 19:30 | 1900-01-02 19:30 | 0 | 0 | 0 | -152.728 | 0.0071689 | FALSE | 0 | 0 | 0 | 0 | 0.0071689 | 647.272 | -6.452
367 | 886307 | 2022-01-06 19:45 | 3 | 19:45 | 1900-01-02 19:45 | 0 | 0 | 0 | -159.18 | 0.0069698 | FALSE | 0 | 0 | 0 | 0 | 0.0069698 | 640.82 | -6.2728
368 | 886307 | 2022-01-06 20:00 | 3 | 20:00 | 1900-01-02 20:00 | 0 | 0 | 0 | -165.4528 | 0.0067761 | FALSE | 0 | 0 | 0 | 0 | 0.0067761 | 634.5472 | -6.0985
369 | 886307 | 2022-01-06 20:15 | 3 | 20:15 | 1900-01-02 20:15 | 0 | 0 | 0 | -171.5513 | 0.0065879 | FALSE | 0 | 0 | 0 | 0 | 0.0065879 | 628.4487 | -5.9291
370 | 886307 | 2022-01-06 20:30 | 3 | 20:30 | 1900-01-02 20:30 | 0 | 0 | 0 | -177.4804 | 0.0064049 | FALSE | 0 | 0 | 0 | 0 | 0.0064049 | 622.5196 | -5.7644
371 | 886307 | 2022-01-06 20:45 | 3 | 20:45 | 1900-01-02 20:45 | 0 | 0 | 0 | -183.2449 | 0.006227 | FALSE | 0 | 0 | 0 | 0 | 0.006227 | 616.7551 | -5.6043
372 | 886307 | 2022-01-06 21:00 | 3 | 21:00 | 1900-01-02 21:00 | 0 | 0 | 0 | -188.8492 | 0.006054 | FALSE | 0 | 0 | 0 | 0 | 0.006054 | 611.1508 | -5.4486
373 | 886307 | 2022-01-06 21:15 | 3 | 21:15 | 1900-01-02 21:15 | 0 | 0 | 0 | -194.2978 | 0.0058859 | FALSE | 0 | 0 | 0 | 0 | 0.0058859 | 605.7022 | -5.2973
374 | 886307 | 2022-01-06 21:30 | 3 | 21:30 | 1900-01-02 21:30 | 0 | 0 | 0 | -199.5951 | 0.0057224 | FALSE | 0 | 0 | 0 | 0 | 0.0057224 | 600.4049 | -5.1501
375 | 886307 | 2022-01-06 21:45 | 3 | 21:45 | 1900-01-02 21:45 | 0 | 0 | 0 | -204.7452 | 0.0055634 | FALSE | 0 | 0 | 0 | 0 | 0.0055634 | 595.2548 | -5.0071
376 | 886307 | 2022-01-06 22:00 | 3 | 22:00 | 1900-01-02 22:00 | 0 | 0 | 0 | -209.7523 | 0.0054089 | FALSE | 0 | 0 | 0 | 0 | 0.0054089 | 590.2477 | -4.868
377 | 886307 | 2022-01-06 22:15 | 3 | 22:15 | 1900-01-02 22:15 | 0 | 0 | 0 | -214.6203 | 0.0052586 | FALSE | 0 | 0 | 0 | 0 | 0.0052586 | 585.3797 | -4.7328
378 | 886307 | 2022-01-06 22:30 | 3 | 22:30 | 1900-01-02 22:30 | 0 | 0 | 0 | -219.3531 | 0.0051126 | FALSE | 0 | 0 | 0 | 0 | 0.0051126 | 580.6469 | -4.6013
379 | 886307 | 2022-01-06 22:45 | 3 | 22:45 | 1900-01-02 22:45 | 0 | 0 | 0 | -223.9544 | 0.0049705 | FALSE | 0 | 0 | 0 | 0 | 0.0049705 | 576.0456 | -4.4735
380 | 886307 | 2022-01-06 23:00 | 3 | 23:00 | 1900-01-02 23:00 | 0 | 0 | 0 | -228.4279 | 0.0048325 | FALSE | 0 | 0 | 0 | 0 | 0.0048325 | 571.5721 | -4.3492
381 | 886307 | 2022-01-06 23:15 | 3 | 23:15 | 1900-01-02 23:15 | 0 | 0 | 0 | -232.7771 | 0.0046982 | FALSE | 0 | 0 | 0 | 0 | 0.0046982 | 567.2229 | -4.2284
382 | 886307 | 2022-01-06 23:30 | 3 | 23:30 | 1900-01-02 23:30 | 0 | 0 | 0 | -237.0055 | 0.0045677 | FALSE | 0 | 0 | 0 | 0 | 0.0045677 | 562.9945 | -4.111
383 | 886307 | 2022-01-06 23:45 | 3 | 23:45 | 1900-01-02 23:45 | 0 | 0 | 0 | -241.1165 | 0.0044409 | FALSE | 0 | 0 | 0 | 0 | 0.0044409 | 558.8835 | -3.9968
384 | 886307 | 2022-01-07 | 4 | 0:00 | 1900-01-03 | 1 | 6.7812e-06 | 0.075347 | -245.1132 | 0.0043175 | FALSE | 0 | 0 | 0 | 0 | 0.0043175 | 554.8868 | 63.9268
385 | 886307 | 2022-01-07 00:15 | 4 | 0:15 | 1900-01-03 00:15 | 1 | 6.7812e-06 | 0.075347 | -181.1865 | 0.0062905 | FALSE | 0 | 0 | 0 | 0 | 0.0062905 | 618.8135 | 62.151
386 | 886307 | 2022-01-07 00:30 | 4 | 0:30 | 1900-01-03 00:30 | 1 | 6.7812e-06 | 0.075347 | -119.0355 | 0.0082088 | FALSE | 0 | 0 | 0 | 0 | 0.0082088 | 680.9645 | 60.4246
387 | 886307 | 2022-01-07 00:45 | 4 | 0:45 | 1900-01-03 00:45 | 1 | 6.7812e-06 | 0.075347 | -58.6109 | 0.010074 | FALSE | 0 | 0 | 0 | 0 | 0.010074 | 741.3891 | 58.7461
388 | 886307 | 2022-01-07 01:00 | 4 | 1:00 | 1900-01-03 01:00 | 1 | 6.7812e-06 | 0.075347 | 0.13528 | 0.011887 | FALSE | 0 | 0 | 0 | 0 | 0.011887 | 800.1353 | 57.1143
389 | 886307 | 2022-01-07 01:15 | 4 | 1:15 | 1900-01-03 01:15 | 1 | 6.7812e-06 | 0.075347 | 57.2496 | 0.01365 | TRUE | 500 | 5.5556 | 0.68248 | 0.17461 | 0.11917 | 857.2496 | -39.4371
390 | 886307 | 2022-01-07 01:30 | 4 | 1:30 | 1900-01-03 01:30 | 1 | 6.7812e-06 | 0.075347 | 17.8125 | 0.012432 | FALSE | 0 | 0 | 0 | 0 | 0.012432 | 817.8125 | 56.6233
391 | 886307 | 2022-01-07 01:45 | 4 | 1:45 | 1900-01-03 01:45 | 1 | 6.7812e-06 | 0.075347 | 74.4358 | 0.01418 | TRUE | 500 | 5.5556 | 0.70901 | 0.19501 | 0.13826 | 874.4358 | -56.6233
392 | 886307 | 2022-01-07 02:00 | 4 | 2:00 | 1900-01-03 02:00 | 1 | 6.7812e-06 | 0.075347 | 17.8125 | 0.012432 | FALSE | 0 | 0 | 0 | 0 | 0.012432 | 817.8125 | 56.6233
393 | 886307 | 2022-01-07 02:15 | 4 | 2:15 | 1900-01-03 02:15 | 1 | 6.7812e-06 | 0.075347 | 74.4358 | 0.01418 | TRUE | 500 | 5.5556 | 0.70901 | 0.19501 | 0.13826 | 874.4358 | -56.6233
394 | 886307 | 2022-01-07 02:30 | 4 | 2:30 | 1900-01-03 02:30 | 1 | 6.7812e-06 | 0.075347 | 17.8125 | 0.012432 | FALSE | 0 | 0 | 0 | 0 | 0.012432 | 817.8125 | 56.6233
395 | 886307 | 2022-01-07 02:45 | 4 | 2:45 | 1900-01-03 02:45 | 1 | 6.7812e-06 | 0.075347 | 74.4358 | 0.01418 | TRUE | 500 | 5.5556 | 0.70901 | 0.19501 | 0.13826 | 874.4358 | -56.6233
396 | 886307 | 2022-01-07 03:00 | 4 | 3:00 | 1900-01-03 03:00 | 1 | 6.7812e-06 | 0.075347 | 17.8125 | 0.012432 | FALSE | 0 | 0 | 0 | 0 | 0.012432 | 817.8125 | 56.6233
397 | 886307 | 2022-01-07 03:15 | 4 | 3:15 | 1900-01-03 03:15 | 1 | 6.7812e-06 | 0.075347 | 74.4358 | 0.01418 | TRUE | 500 | 5.5556 | 0.70901 | 0.19501 | 0.13826 | 874.4358 | -56.6233
398 | 886307 | 2022-01-07 03:30 | 4 | 3:30 | 1900-01-03 03:30 | 1 | 6.7812e-06 | 0.075347 | 17.8125 | 0.012432 | FALSE | 0 | 0 | 0 | 0 | 0.012432 | 817.8125 | 56.6233
399 | 886307 | 2022-01-07 03:45 | 4 | 3:45 | 1900-01-03 03:45 | 1 | 6.7812e-06 | 0.075347 | 74.4358 | 0.01418 | TRUE | 500 | 5.5556 | 0.70901 | 0.19501 | 0.13826 | 874.4358 | -56.6233
400 | 886307 | 2022-01-07 04:00 | 4 | 4:00 | 1900-01-03 04:00 | 1 | 6.7812e-06 | 0.075347 | 17.8125 | 0.012432 | FALSE | 0 | 0 | 0 | 0 | 0.012432 | 817.8125 | 56.6233
401 | 886307 | 2022-01-07 04:15 | 4 | 4:15 | 1900-01-03 04:15 | 1 | 6.7812e-06 | 0.075347 | 74.4358 | 0.01418 | TRUE | 500 | 5.5556 | 0.70901 | 0.19501 | 0.13826 | 874.4358 | -56.6233
402 | 886307 | 2022-01-07 04:30 | 4 | 4:30 | 1900-01-03 04:30 | 1 | 6.7812e-06 | 0.075347 | 17.8125 | 0.012432 | FALSE | 0 | 0 | 0 | 0 | 0.012432 | 817.8125 | 56.6233
403 | 886307 | 2022-01-07 04:45 | 4 | 4:45 | 1900-01-03 04:45 | 1 | 6.7812e-06 | 0.075347 | 74.4358 | 0.01418 | TRUE | 500 | 5.5556 | 0.70901 | 0.19501 | 0.13826 | 874.4358 | -56.6233
404 | 886307 | 2022-01-07 05:00 | 4 | 5:00 | 1900-01-03 05:00 | 1 | 6.7812e-06 | 0.075347 | 17.8125 | 0.012432 | FALSE | 0 | 0 | 0 | 0 | 0.012432 | 817.8125 | 56.6233
405 | 886307 | 2022-01-07 05:15 | 4 | 5:15 | 1900-01-03 05:15 | 1 | 6.7812e-06 | 0.075347 | 74.4358 | 0.01418 | TRUE | 500 | 5.5556 | 0.70901 | 0.19501 | 0.13826 | 874.4358 | -56.6233
406 | 886307 | 2022-01-07 05:30 | 4 | 5:30 | 1900-01-03 05:30 | 1 | 6.7812e-06 | 0.075347 | 17.8125 | 0.012432 | FALSE | 0 | 0 | 0 | 0 | 0.012432 | 817.8125 | 56.6233
407 | 886307 | 2022-01-07 05:45 | 4 | 5:45 | 1900-01-03 05:45 | 1 | 6.7812e-06 | 0.075347 | 74.4358 | 0.01418 | TRUE | 500 | 5.5556 | 0.70901 | 0.19501 | 0.13826 | 874.4358 | -56.6233
408 | 886307 | 2022-01-07 06:00 | 4 | 6:00 | 1900-01-03 06:00 | 1 | 6.7812e-06 | 0.075347 | 17.8125 | 0.012432 | FALSE | 0 | 0 | 0 | 0 | 0.012432 | 817.8125 | 56.6233
409 | 886307 | 2022-01-07 06:15 | 4 | 6:15 | 1900-01-03 06:15 | 1 | 6.7812e-06 | 0.075347 | 74.4358 | 0.01418 | TRUE | 500 | 5.5556 | 0.70901 | 0.19501 | 0.13826 | 874.4358 | -56.6233
410 | 886307 | 2022-01-07 06:30 | 4 | 6:30 | 1900-01-03 06:30 | 1 | 6.7812e-06 | 0.075347 | 17.8125 | 0.012432 | FALSE | 0 | 0 | 0 | 0 | 0.012432 | 817.8125 | 56.6233
411 | 886307 | 2022-01-07 06:45 | 4 | 6:45 | 1900-01-03 06:45 | 1 | 6.7812e-06 | 0.075347 | 74.4358 | 0.01418 | TRUE | 500 | 5.5556 | 0.70901 | 0.19501 | 0.13826 | 874.4358 | -56.6233
412 | 886307 | 2022-01-07 07:00 | 4 | 7:00 | 1900-01-03 07:00 | 1 | 6.7812e-06 | 0.075347 | 17.8125 | 0.012432 | FALSE | 0 | 0 | 0 | 0 | 0.012432 | 817.8125 | 56.6233
413 | 886307 | 2022-01-07 07:15 | 4 | 7:15 | 1900-01-03 07:15 | 1 | 6.7812e-06 | 0.075347 | 74.4358 | 0.01418 | TRUE | 500 | 5.5556 | 0.70901 | 0.19501 | 0.13826 | 874.4358 | -56.6233
414 | 886307 | 2022-01-07 07:30 | 4 | 7:30 | 1900-01-03 07:30 | 1 | 6.7812e-06 | 0.075347 | 17.8125 | 0.012432 | FALSE | 0 | 0 | 0 | 0 | 0.012432 | 817.8125 | 56.6233
415 | 886307 | 2022-01-07 07:45 | 4 | 7:45 | 1900-01-03 07:45 | 1 | 6.7812e-06 | 0.075347 | 74.4358 | 0.01418 | TRUE | 500 | 5.5556 | 0.70901 | 0.19501 | 0.13826 | 874.4358 | -56.6233
416 | 886307 | 2022-01-07 08:00 | 4 | 8:00 | 1900-01-03 08:00 | 1 | 6.7812e-06 | 0.075347 | 17.8125 | 0.012432 | FALSE | 0 | 0 | 0 | 0 | 0.012432 | 817.8125 | 56.6233
417 | 886307 | 2022-01-07 08:15 | 4 | 8:15 | 1900-01-03 08:15 | 1 | 6.7812e-06 | 0.075347 | 74.4358 | 0.01418 | TRUE | 500 | 5.5556 | 0.70901 | 0.19501 | 0.13826 | 874.4358 | -56.6233
418 | 886307 | 2022-01-07 08:30 | 4 | 8:30 | 1900-01-03 08:30 | 3 | 2.0344e-05 | 0.22604 | 17.8125 | 0.012432 | FALSE | 0 | 0 | 0 | 0 | 0.012432 | 817.8125 | 192.2483
419 | 886307 | 2022-01-07 08:45 | 4 | 8:45 | 1900-01-03 08:45 | 3 | 2.0344e-05 | 0.22604 | 210.0608 | 0.018366 | TRUE | 500 | 5.5556 | 0.9183 | 0.31466 | 0.28896 | 1010.0608 | -56.6233
420 | 886307 | 2022-01-07 09:00 | 4 | 9:00 | 1900-01-03 09:00 | 2 | 1.3562e-05 | 0.15069 | 153.4375 | 0.016618 | TRUE | 500 | 5.5556 | 0.83092 | 0.27204 | 0.22604 | 953.4375 | -67.8125
421 | 886307 | 2022-01-07 09:15 | 4 | 9:15 | 1900-01-03 09:15 | 2 | 1.3562e-05 | 0.15069 | 85.625 | 0.014525 | TRUE | 500 | 5.5556 | 0.72627 | 0.20749 | 0.15069 | 885.625 | 0
422 | 886307 | 2022-01-07 09:30 | 4 | 9:30 | 1900-01-03 09:30 | 2 | 1.3562e-05 | 0.15069 | 85.625 | 0.014525 | TRUE | 500 | 5.5556 | 0.72627 | 0.20749 | 0.15069 | 885.625 | 0
423 | 886307 | 2022-01-07 09:45 | 4 | 9:45 | 1900-01-03 09:45 | 2 | 1.3562e-05 | 0.15069 | 85.625 | 0.014525 | TRUE | 500 | 5.5556 | 0.72627 | 0.20749 | 0.15069 | 885.625 | 0
424 | 886307 | 2022-01-07 10:00 | 4 | 10:00 | 1900-01-03 10:00 | 2 | 1.3562e-05 | 0.15069 | 85.625 | 0.014525 | TRUE | 500 | 5.5556 | 0.72627 | 0.20749 | 0.15069 | 885.625 | 0
425 | 886307 | 2022-01-07 10:15 | 4 | 10:15 | 1900-01-03 10:15 | 2 | 1.3562e-05 | 0.15069 | 85.625 | 0.014525 | TRUE | 500 | 5.5556 | 0.72627 | 0.20749 | 0.15069 | 885.625 | 0
426 | 886307 | 2022-01-07 10:30 | 4 | 10:30 | 1900-01-03 10:30 | 2 | 1.3562e-05 | 0.15069 | 85.625 | 0.014525 | TRUE | 500 | 5.5556 | 0.72627 | 0.20749 | 0.15069 | 885.625 | 0
427 | 886307 | 2022-01-07 10:45 | 4 | 10:45 | 1900-01-03 10:45 | 2 | 1.3562e-05 | 0.15069 | 85.625 | 0.014525 | TRUE | 500 | 5.5556 | 0.72627 | 0.20749 | 0.15069 | 885.625 | 0
428 | 886307 | 2022-01-07 11:00 | 4 | 11:00 | 1900-01-03 11:00 | 2 | 1.3562e-05 | 0.15069 | 85.625 | 0.014525 | TRUE | 500 | 5.5556 | 0.72627 | 0.20749 | 0.15069 | 885.625 | 0
429 | 886307 | 2022-01-07 11:15 | 4 | 11:15 | 1900-01-03 11:15 | 2 | 1.3562e-05 | 0.15069 | 85.625 | 0.014525 | TRUE | 500 | 5.5556 | 0.72627 | 0.20749 | 0.15069 | 885.625 | 0
430 | 886307 | 2022-01-07 11:30 | 4 | 11:30 | 1900-01-03 11:30 | 2 | 1.3562e-05 | 0.15069 | 85.625 | 0.014525 | TRUE | 500 | 5.5556 | 0.72627 | 0.20749 | 0.15069 | 885.625 | 0
431 | 886307 | 2022-01-07 11:45 | 4 | 11:45 | 1900-01-03 11:45 | 2 | 1.3562e-05 | 0.15069 | 85.625 | 0.014525 | TRUE | 500 | 5.5556 | 0.72627 | 0.20749 | 0.15069 | 885.625 | 0
432 | 886307 | 2022-01-07 12:00 | 4 | 12:00 | 1900-01-03 12:00 | 0 | 0 | 0 | 85.625 | 0.014525 | TRUE | 500 | 5.5556 | 0.72627 | 0.20749 | 0.15069 | 885.625 | -135.625
433 | 886307 | 2022-01-07 12:15 | 4 | 12:15 | 1900-01-03 12:15 | 0 | 0 | 0 | -50 | 0.01034 | FALSE | 0 | 0 | 0 | 0 | 0.01034 | 750 | -9.3056
434 | 886307 | 2022-01-07 12:30 | 4 | 12:30 | 1900-01-03 12:30 | 2 | 1.3562e-05 | 0.15069 | -59.3056 | 0.010052 | FALSE | 0 | 0 | 0 | 0 | 0.010052 | 740.6944 | 126.5779
435 | 886307 | 2022-01-07 12:45 | 4 | 12:45 | 1900-01-03 12:45 | 2 | 1.3562e-05 | 0.15069 | 67.2724 | 0.013959 | TRUE | 500 | 5.5556 | 0.69795 | 0.18669 | 0.1303 | 867.2724 | 18.3526
436 | 886307 | 2022-01-07 13:00 | 4 | 13:00 | 1900-01-03 13:00 | 3 | 2.0344e-05 | 0.22604 | 85.625 | 0.014525 | TRUE | 500 | 5.5556 | 0.72627 | 0.20749 | 0.15069 | 885.625 | 67.8125
437 | 886307 | 2022-01-07 13:15 | 4 | 13:15 | 1900-01-03 13:15 | 3 | 2.0344e-05 | 0.22604 | 153.4375 | 0.016618 | TRUE | 500 | 5.5556 | 0.83092 | 0.27204 | 0.22604 | 953.4375 | 0
438 | 886307 | 2022-01-07 13:30 | 4 | 13:30 | 1900-01-03 13:30 | 2 | 1.3562e-05 | 0.15069 | 153.4375 | 0.016618 | TRUE | 500 | 5.5556 | 0.83092 | 0.27204 | 0.22604 | 953.4375 | -67.8125
439 | 886307 | 2022-01-07 13:45 | 4 | 13:45 | 1900-01-03 13:45 | 2 | 1.3562e-05 | 0.15069 | 85.625 | 0.014525 | TRUE | 500 | 5.5556 | 0.72627 | 0.20749 | 0.15069 | 885.625 | 0
440 | 886307 | 2022-01-07 14:00 | 4 | 14:00 | 1900-01-03 14:00 | 2 | 1.3562e-05 | 0.15069 | 85.625 | 0.014525 | TRUE | 500 | 5.5556 | 0.72627 | 0.20749 | 0.15069 | 885.625 | 0
441 | 886307 | 2022-01-07 14:15 | 4 | 14:15 | 1900-01-03 14:15 | 2 | 1.3562e-05 | 0.15069 | 85.625 | 0.014525 | TRUE | 500 | 5.5556 | 0.72627 | 0.20749 | 0.15069 | 885.625 | 0
442 | 886307 | 2022-01-07 14:30 | 4 | 14:30 | 1900-01-03 14:30 | 2 | 1.3562e-05 | 0.15069 | 85.625 | 0.014525 | TRUE | 500 | 5.5556 | 0.72627 | 0.20749 | 0.15069 | 885.625 | 0
443 | 886307 | 2022-01-07 14:45 | 4 | 14:45 | 1900-01-03 14:45 | 2 | 1.3562e-05 | 0.15069 | 85.625 | 0.014525 | TRUE | 500 | 5.5556 | 0.72627 | 0.20749 | 0.15069 | 885.625 | 0
444 | 886307 | 2022-01-07 15:00 | 4 | 15:00 | 1900-01-03 15:00 | 2 | 1.3562e-05 | 0.15069 | 85.625 | 0.014525 | TRUE | 500 | 5.5556 | 0.72627 | 0.20749 | 0.15069 | 885.625 | 0
445 | 886307 | 2022-01-07 15:15 | 4 | 15:15 | 1900-01-03 15:15 | 2 | 1.3562e-05 | 0.15069 | 85.625 | 0.014525 | TRUE | 500 | 5.5556 | 0.72627 | 0.20749 | 0.15069 | 885.625 | 0
446 | 886307 | 2022-01-07 15:30 | 4 | 15:30 | 1900-01-03 15:30 | 2 | 1.3562e-05 | 0.15069 | 85.625 | 0.014525 | TRUE | 500 | 5.5556 | 0.72627 | 0.20749 | 0.15069 | 885.625 | 0
447 | 886307 | 2022-01-07 15:45 | 4 | 15:45 | 1900-01-03 15:45 | 2 | 1.3562e-05 | 0.15069 | 85.625 | 0.014525 | TRUE | 500 | 5.5556 | 0.72627 | 0.20749 | 0.15069 | 885.625 | 0
448 | 886307 | 2022-01-07 16:00 | 4 | 16:00 | 1900-01-03 16:00 | 0 | 0 | 0 | 85.625 | 0.014525 | TRUE | 500 | 5.5556 | 0.72627 | 0.20749 | 0.15069 | 885.625 | -135.625
449 | 886307 | 2022-01-07 16:15 | 4 | 16:15 | 1900-01-03 16:15 | 0 | 0 | 0 | -50 | 0.01034 | FALSE | 0 | 0 | 0 | 0 | 0.01034 | 750 | -9.3056
450 | 886307 | 2022-01-07 16:30 | 4 | 16:30 | 1900-01-03 16:30 | 0 | 0 | 0 | -59.3056 | 0.010052 | FALSE | 0 | 0 | 0 | 0 | 0.010052 | 740.6944 | -9.0471
451 | 886307 | 2022-01-07 16:45 | 4 | 16:45 | 1900-01-03 16:45 | 0 | 0 | 0 | -68.3526 | 0.0097731 | FALSE | 0 | 0 | 0 | 0 | 0.0097731 | 731.6474 | -8.7958
452 | 886307 | 2022-01-07 17:00 | 4 | 17:00 | 1900-01-03 17:00 | 0 | 0 | 0 | -77.1484 | 0.0095016 | FALSE | 0 | 0 | 0 | 0 | 0.0095016 | 722.8516 | -8.5514
453 | 886307 | 2022-01-07 17:15 | 4 | 17:15 | 1900-01-03 17:15 | 0 | 0 | 0 | -85.6998 | 0.0092377 | FALSE | 0 | 0 | 0 | 0 | 0.0092377 | 714.3002 | -8.3139
454 | 886307 | 2022-01-07 17:30 | 4 | 17:30 | 1900-01-03 17:30 | 0 | 0 | 0 | -94.0137 | 0.0089811 | FALSE | 0 | 0 | 0 | 0 | 0.0089811 | 705.9863 | -8.083
455 | 886307 | 2022-01-07 17:45 | 4 | 17:45 | 1900-01-03 17:45 | 0 | 0 | 0 | -102.0967 | 0.0087316 | FALSE | 0 | 0 | 0 | 0 | 0.0087316 | 697.9033 | -7.8584
456 | 886307 | 2022-01-07 18:00 | 4 | 18:00 | 1900-01-03 18:00 | 0 | 0 | 0 | -109.9551 | 0.008489 | FALSE | 0 | 0 | 0 | 0 | 0.008489 | 690.0449 | -7.6401
457 | 886307 | 2022-01-07 18:15 | 4 | 18:15 | 1900-01-03 18:15 | 0 | 0 | 0 | -117.5952 | 0.0082532 | FALSE | 0 | 0 | 0 | 0 | 0.0082532 | 682.4048 | -7.4279
458 | 886307 | 2022-01-07 18:30 | 4 | 18:30 | 1900-01-03 18:30 | 0 | 0 | 0 | -125.0231 | 0.008024 | FALSE | 0 | 0 | 0 | 0 | 0.008024 | 674.9769 | -7.2216
459 | 886307 | 2022-01-07 18:45 | 4 | 18:45 | 1900-01-03 18:45 | 0 | 0 | 0 | -132.2447 | 0.0078011 | FALSE | 0 | 0 | 0 | 0 | 0.0078011 | 667.7553 | -7.021
460 | 886307 | 2022-01-07 19:00 | 4 | 19:00 | 1900-01-03 19:00 | 0 | 0 | 0 | -139.2657 | 0.0075844 | FALSE | 0 | 0 | 0 | 0 | 0.0075844 | 660.7343 | -6.826
461 | 886307 | 2022-01-07 19:15 | 4 | 19:15 | 1900-01-03 19:15 | 0 | 0 | 0 | -146.0916 | 0.0073737 | FALSE | 0 | 0 | 0 | 0 | 0.0073737 | 653.9084 | -6.6363
462 | 886307 | 2022-01-07 19:30 | 4 | 19:30 | 1900-01-03 19:30 | 0 | 0 | 0 | -152.728 | 0.0071689 | FALSE | 0 | 0 | 0 | 0 | 0.0071689 | 647.272 | -6.452
463 | 886307 | 2022-01-07 19:45 | 4 | 19:45 | 1900-01-03 19:45 | 0 | 0 | 0 | -159.18 | 0.0069698 | FALSE | 0 | 0 | 0 | 0 | 0.0069698 | 640.82 | -6.2728
464 | 886307 | 2022-01-07 20:00 | 4 | 20:00 | 1900-01-03 20:00 | 0 | 0 | 0 | -165.4528 | 0.0067761 | FALSE | 0 | 0 | 0 | 0 | 0.0067761 | 634.5472 | -6.0985
465 | 886307 | 2022-01-07 20:15 | 4 | 20:15 | 1900-01-03 20:15 | 0 | 0 | 0 | -171.5513 | 0.0065879 | FALSE | 0 | 0 | 0 | 0 | 0.0065879 | 628.4487 | -5.9291
466 | 886307 | 2022-01-07 20:30 | 4 | 20:30 | 1900-01-03 20:30 | 0 | 0 | 0 | -177.4804 | 0.0064049 | FALSE | 0 | 0 | 0 | 0 | 0.0064049 | 622.5196 | -5.7644
467 | 886307 | 2022-01-07 20:45 | 4 | 20:45 | 1900-01-03 20:45 | 0 | 0 | 0 | -183.2449 | 0.006227 | FALSE | 0 | 0 | 0 | 0 | 0.006227 | 616.7551 | -5.6043
468 | 886307 | 2022-01-07 21:00 | 4 | 21:00 | 1900-01-03 21:00 | 0 | 0 | 0 | -188.8492 | 0.006054 | FALSE | 0 | 0 | 0 | 0 | 0.006054 | 611.1508 | -5.4486
469 | 886307 | 2022-01-07 21:15 | 4 | 21:15 | 1900-01-03 21:15 | 0 | 0 | 0 | -194.2978 | 0.0058859 | FALSE | 0 | 0 | 0 | 0 | 0.0058859 | 605.7022 | -5.2973
470 | 886307 | 2022-01-07 21:30 | 4 | 21:30 | 1900-01-03 21:30 | 0 | 0 | 0 | -199.5951 | 0.0057224 | FALSE | 0 | 0 | 0 | 0 | 0.0057224 | 600.4049 | -5.1501
471 | 886307 | 2022-01-07 21:45 | 4 | 21:45 | 1900-01-03 21:45 | 0 | 0 | 0 | -204.7452 | 0.0055634 | FALSE | 0 | 0 | 0 | 0 | 0.0055634 | 595.2548 | -5.0071
472 | 886307 | 2022-01-07 22:00 | 4 | 22:00 | 1900-01-03 22:00 | 0 | 0 | 0 | -209.7523 | 0.0054089 | FALSE | 0 | 0 | 0 | 0 | 0.0054089 | 590.2477 | -4.868
473 | 886307 | 2022-01-07 22:15 | 4 | 22:15 | 1900-01-03 22:15 | 0 | 0 | 0 | -214.6203 | 0.0052586 | FALSE | 0 | 0 | 0 | 0 | 0.0052586 | 585.3797 | -4.7328
474 | 886307 | 2022-01-07 22:30 | 4 | 22:30 | 1900-01-03 22:30 | 0 | 0 | 0 | -219.3531 | 0.0051126 | FALSE | 0 | 0 | 0 | 0 | 0.0051126 | 580.6469 | -4.6013
475 | 886307 | 2022-01-07 22:45 | 4 | 22:45 | 1900-01-03 22:45 | 0 | 0 | 0 | -223.9544 | 0.0049705 | FALSE | 0 | 0 | 0 | 0 | 0.0049705 | 576.0456 | -4.4735
476 | 886307 | 2022-01-07 23:00 | 4 | 23:00 | 1900-01-03 23:00 | 0 | 0 | 0 | -228.4279 | 0.0048325 | FALSE | 0 | 0 | 0 | 0 | 0.0048325 | 571.5721 | -4.3492
477 | 886307 | 2022-01-07 23:15 | 4 | 23:15 | 1900-01-03 23:15 | 0 | 0 | 0 | -232.7771 | 0.0046982 | FALSE | 0 | 0 | 0 | 0 | 0.0046982 | 567.2229 | -4.2284
478 | 886307 | 2022-01-07 23:30 | 4 | 23:30 | 1900-01-03 23:30 | 0 | 0 | 0 | -237.0055 | 0.0045677 | FALSE | 0 | 0 | 0 | 0 | 0.0045677 | 562.9945 | -4.111
479 | 886307 | 2022-01-07 23:45 | 4 | 23:45 | 1900-01-03 23:45 | 0 | 0 | 0 | -241.1165 | 0.0044409 | FALSE | 0 | 0 | 0 | 0 | 0.0044409 | 558.8835 | -3.9968
480 | 886307 | 2022-01-08 | 5 | 0:00 | 1900-01-04 | 1 | 6.7812e-06 | 0.075347 | -245.1132 | 0.0043175 | FALSE | 0 | 0 | 0 | 0 | 0.0043175 | 554.8868 | 63.9268
481 | 886307 | 2022-01-08 00:15 | 5 | 0:15 | 1900-01-04 00:15 | 1 | 6.7812e-06 | 0.075347 | -181.1865 | 0.0062905 | FALSE | 0 | 0 | 0 | 0 | 0.0062905 | 618.8135 | 62.151
482 | 886307 | 2022-01-08 00:30 | 5 | 0:30 | 1900-01-04 00:30 | 1 | 6.7812e-06 | 0.075347 | -119.0355 | 0.0082088 | FALSE | 0 | 0 | 0 | 0 | 0.0082088 | 680.9645 | 60.4246
483 | 886307 | 2022-01-08 00:45 | 5 | 0:45 | 1900-01-04 00:45 | 1 | 6.7812e-06 | 0.075347 | -58.6109 | 0.010074 | FALSE | 0 | 0 | 0 | 0 | 0.010074 | 741.3891 | 58.7461
484 | 886307 | 2022-01-08 01:00 | 5 | 1:00 | 1900-01-04 01:00 | 1 | 6.7812e-06 | 0.075347 | 0.13528 | 0.011887 | FALSE | 0 | 0 | 0 | 0 | 0.011887 | 800.1353 | 57.1143
485 | 886307 | 2022-01-08 01:15 | 5 | 1:15 | 1900-01-04 01:15 | 1 | 6.7812e-06 | 0.075347 | 57.2496 | 0.01365 | TRUE | 500 | 5.5556 | 0.68248 | 0.17461 | 0.11917 | 857.2496 | -39.4371
486 | 886307 | 2022-01-08 01:30 | 5 | 1:30 | 1900-01-04 01:30 | 1 | 6.7812e-06 | 0.075347 | 17.8125 | 0.012432 | FALSE | 0 | 0 | 0 | 0 | 0.012432 | 817.8125 | 56.6233
487 | 886307 | 2022-01-08 01:45 | 5 | 1:45 | 1900-01-04 01:45 | 1 | 6.7812e-06 | 0.075347 | 74.4358 | 0.01418 | TRUE | 500 | 5.5556 | 0.70901 | 0.19501 | 0.13826 | 874.4358 | -56.6233
488 | 886307 | 2022-01-08 02:00 | 5 | 2:00 | 1900-01-04 02:00 | 1 | 6.7812e-06 | 0.075347 | 17.8125 | 0.012432 | FALSE | 0 | 0 | 0 | 0 | 0.012432 | 817.8125 | 56.6233
489 | 886307 | 2022-01-08 02:15 | 5 | 2:15 | 1900-01-04 02:15 | 1 | 6.7812e-06 | 0.075347 | 74.4358 | 0.01418 | TRUE | 500 | 5.5556 | 0.70901 | 0.19501 | 0.13826 | 874.4358 | -56.6233
490 | 886307 | 2022-01-08 02:30 | 5 | 2:30 | 1900-01-04 02:30 | 1 | 6.7812e-06 | 0.075347 | 17.8125 | 0.012432 | FALSE | 0 | 0 | 0 | 0 | 0.012432 | 817.8125 | 56.6233
491 | 886307 | 2022-01-08 02:45 | 5 | 2:45 | 1900-01-04 02:45 | 1 | 6.7812e-06 | 0.075347 | 74.4358 | 0.01418 | TRUE | 500 | 5.5556 | 0.70901 | 0.19501 | 0.13826 | 874.4358 | -56.6233
492 | 886307 | 2022-01-08 03:00 | 5 | 3:00 | 1900-01-04 03:00 | 1 | 6.7812e-06 | 0.075347 | 17.8125 | 0.012432 | FALSE | 0 | 0 | 0 | 0 | 0.012432 | 817.8125 | 56.6233
493 | 886307 | 2022-01-08 03:15 | 5 | 3:15 | 1900-01-04 03:15 | 1 | 6.7812e-06 | 0.075347 | 74.4358 | 0.01418 | TRUE | 500 | 5.5556 | 0.70901 | 0.19501 | 0.13826 | 874.4358 | -56.6233
494 | 886307 | 2022-01-08 03:30 | 5 | 3:30 | 1900-01-04 03:30 | 1 | 6.7812e-06 | 0.075347 | 17.8125 | 0.012432 | FALSE | 0 | 0 | 0 | 0 | 0.012432 | 817.8125 | 56.6233
495 | 886307 | 2022-01-08 03:45 | 5 | 3:45 | 1900-01-04 03:45 | 1 | 6.7812e-06 | 0.075347 | 74.4358 | 0.01418 | TRUE | 500 | 5.5556 | 0.70901 | 0.19501 | 0.13826 | 874.4358 | -56.6233
496 | 886307 | 2022-01-08 04:00 | 5 | 4:00 | 1900-01-04 04:00 | 1 | 6.7812e-06 | 0.075347 | 17.8125 | 0.012432 | FALSE | 0 | 0 | 0 | 0 | 0.012432 | 817.8125 | 56.6233
497 | 886307 | 2022-01-08 04:15 | 5 | 4:15 | 1900-01-04 04:15 | 1 | 6.7812e-06 | 0.075347 | 74.4358 | 0.01418 | TRUE | 500 | 5.5556 | 0.70901 | 0.19501 | 0.13826 | 874.4358 | -56.6233
498 | 886307 | 2022-01-08 04:30 | 5 | 4:30 | 1900-01-04 04:30 | 1 | 6.7812e-06 | 0.075347 | 17.8125 | 0.012432 | FALSE | 0 | 0 | 0 | 0 | 0.012432 | 817.8125 | 56.6233
499 | 886307 | 2022-01-08 04:45 | 5 | 4:45 | 1900-01-04 04:45 | 1 | 6.7812e-06 | 0.075347 | 74.4358 | 0.01418 | TRUE | 500 | 5.5556 | 0.70901 | 0.19501 | 0.13826 | 874.4358 | -56.6233
500 | 886307 | 2022-01-08 05:00 | 5 | 5:00 | 1900-01-04 05:00 | 1 | 6.7812e-06 | 0.075347 | 17.8125 | 0.012432 | FALSE | 0 | 0 | 0 | 0 | 0.012432 | 817.8125 | 56.6233
501 | 886307 | 2022-01-08 05:15 | 5 | 5:15 | 1900-01-04 05:15 | 1 | 6.7812e-06 | 0.075347 | 74.4358 | 0.01418 | TRUE | 500 | 5.5556 | 0.70901 | 0.19501 | 0.13826 | 874.4358 | -56.6233
502 | 886307 | 2022-01-08 05:30 | 5 | 5:30 | 1900-01-04 05:30 | 1 | 6.7812e-06 | 0.075347 | 17.8125 | 0.012432 | FALSE | 0 | 0 | 0 | 0 | 0.012432 | 817.8125 | 56.6233
503 | 886307 | 2022-01-08 05:45 | 5 | 5:45 | 1900-01-04 05:45 | 1 | 6.7812e-06 | 0.075347 | 74.4358 | 0.01418 | TRUE | 500 | 5.5556 | 0.70901 | 0.19501 | 0.13826 | 874.4358 | -56.6233
504 | 886307 | 2022-01-08 06:00 | 5 | 6:00 | 1900-01-04 06:00 | 1 | 6.7812e-06 | 0.075347 | 17.8125 | 0.012432 | FALSE | 0 | 0 | 0 | 0 | 0.012432 | 817.8125 | 56.6233
505 | 886307 | 2022-01-08 06:15 | 5 | 6:15 | 1900-01-04 06:15 | 1 | 6.7812e-06 | 0.075347 | 74.4358 | 0.01418 | TRUE | 500 | 5.5556 | 0.70901 | 0.19501 | 0.13826 | 874.4358 | -56.6233
506 | 886307 | 2022-01-08 06:30 | 5 | 6:30 | 1900-01-04 06:30 | 1 | 6.7812e-06 | 0.075347 | 17.8125 | 0.012432 | FALSE | 0 | 0 | 0 | 0 | 0.012432 | 817.8125 | 56.6233
507 | 886307 | 2022-01-08 06:45 | 5 | 6:45 | 1900-01-04 06:45 | 1 | 6.7812e-06 | 0.075347 | 74.4358 | 0.01418 | TRUE | 500 | 5.5556 | 0.70901 | 0.19501 | 0.13826 | 874.4358 | -56.6233
508 | 886307 | 2022-01-08 07:00 | 5 | 7:00 | 1900-01-04 07:00 | 1 | 6.7812e-06 | 0.075347 | 17.8125 | 0.012432 | FALSE | 0 | 0 | 0 | 0 | 0.012432 | 817.8125 | 56.6233
509 | 886307 | 2022-01-08 07:15 | 5 | 7:15 | 1900-01-04 07:15 | 1 | 6.7812e-06 | 0.075347 | 74.4358 | 0.01418 | TRUE | 500 | 5.5556 | 0.70901 | 0.19501 | 0.13826 | 874.4358 | -56.6233
510 | 886307 | 2022-01-08 07:30 | 5 | 7:30 | 1900-01-04 07:30 | 1 | 6.7812e-06 | 0.075347 | 17.8125 | 0.012432 | FALSE | 0 | 0 | 0 | 0 | 0.012432 | 817.8125 | 56.6233
511 | 886307 | 2022-01-08 07:45 | 5 | 7:45 | 1900-01-04 07:45 | 1 | 6.7812e-06 | 0.075347 | 74.4358 | 0.01418 | TRUE | 500 | 5.5556 | 0.70901 | 0.19501 | 0.13826 | 874.4358 | -56.6233
512 | 886307 | 2022-01-08 08:00 | 5 | 8:00 | 1900-01-04 08:00 | 1 | 6.7812e-06 | 0.075347 | 17.8125 | 0.012432 | FALSE | 0 | 0 | 0 | 0 | 0.012432 | 817.8125 | 56.6233
513 | 886307 | 2022-01-08 08:15 | 5 | 8:15 | 1900-01-04 08:15 | 1 | 6.7812e-06 | 0.075347 | 74.4358 | 0.01418 | TRUE | 500 | 5.5556 | 0.70901 | 0.19501 | 0.13826 | 874.4358 | -56.6233
514 | 886307 | 2022-01-08 08:30 | 5 | 8:30 | 1900-01-04 08:30 | 3 | 2.0344e-05 | 0.22604 | 17.8125 | 0.012432 | FALSE | 0 | 0 | 0 | 0 | 0.012432 | 817.8125 | 192.2483
515 | 886307 | 2022-01-08 08:45 | 5 | 8:45 | 1900-01-04 08:45 | 3 | 2.0344e-05 | 0.22604 | 210.0608 | 0.018366 | TRUE | 500 | 5.5556 | 0.9183 | 0.31466 | 0.28896 | 1010.0608 | -56.6233
516 | 886307 | 2022-01-08 09:00 | 5 | 9:00 | 1900-01-04 09:00 | 2 | 1.3562e-05 | 0.15069 | 153.4375 | 0.016618 | TRUE | 500 | 5.5556 | 0.83092 | 0.27204 | 0.22604 | 953.4375 | -67.8125
517 | 886307 | 2022-01-08 09:15 | 5 | 9:15 | 1900-01-04 09:15 | 2 | 1.3562e-05 | 0.15069 | 85.625 | 0.014525 | TRUE | 500 | 5.5556 | 0.72627 | 0.20749 | 0.15069 | 885.625 | 0
518 | 886307 | 2022-01-08 09:30 | 5 | 9:30 | 1900-01-04 09:30 | 2 | 1.3562e-05 | 0.15069 | 85.625 | 0.014525 | TRUE | 500 | 5.5556 | 0.72627 | 0.20749 | 0.15069 | 885.625 | 0
519 | 886307 | 2022-01-08 09:45 | 5 | 9:45 | 1900-01-04 09:45 | 2 | 1.3562e-05 | 0.15069 | 85.625 | 0.014525 | TRUE | 500 | 5.5556 | 0.72627 | 0.20749 | 0.15069 | 885.625 | 0
520 | 886307 | 2022-01-08 10:00 | 5 | 10:00 | 1900-01-04 10:00 | 2 | 1.3562e-05 | 0.15069 | 85.625 | 0.014525 | TRUE | 500 | 5.5556 | 0.72627 | 0.20749 | 0.15069 | 885.625 | 0
521 | 886307 | 2022-01-08 10:15 | 5 | 10:15 | 1900-01-04 10:15 | 2 | 1.3562e-05 | 0.15069 | 85.625 | 0.014525 | TRUE | 500 | 5.5556 | 0.72627 | 0.20749 | 0.15069 | 885.625 | 0
522 | 886307 | 2022-01-08 10:30 | 5 | 10:30 | 1900-01-04 10:30 | 2 | 1.3562e-05 | 0.15069 | 85.625 | 0.014525 | TRUE | 500 | 5.5556 | 0.72627 | 0.20749 | 0.15069 | 885.625 | 0
523 | 886307 | 2022-01-08 10:45 | 5 | 10:45 | 1900-01-04 10:45 | 2 | 1.3562e-05 | 0.15069 | 85.625 | 0.014525 | TRUE | 500 | 5.5556 | 0.72627 | 0.20749 | 0.15069 | 885.625 | 0
524 | 886307 | 2022-01-08 11:00 | 5 | 11:00 | 1900-01-04 11:00 | 2 | 1.3562e-05 | 0.15069 | 85.625 | 0.014525 | TRUE | 500 | 5.5556 | 0.72627 | 0.20749 | 0.15069 | 885.625 | 0
525 | 886307 | 2022-01-08 11:15 | 5 | 11:15 | 1900-01-04 11:15 | 2 | 1.3562e-05 | 0.15069 | 85.625 | 0.014525 | TRUE | 500 | 5.5556 | 0.72627 | 0.20749 | 0.15069 | 885.625 | 0
526 | 886307 | 2022-01-08 11:30 | 5 | 11:30 | 1900-01-04 11:30 | 2 | 1.3562e-05 | 0.15069 | 85.625 | 0.014525 | TRUE | 500 | 5.5556 | 0.72627 | 0.20749 | 0.15069 | 885.625 | 0
527 | 886307 | 2022-01-08 11:45 | 5 | 11:45 | 1900-01-04 11:45 | 2 | 1.3562e-05 | 0.15069 | 85.625 | 0.014525 | TRUE | 500 | 5.5556 | 0.72627 | 0.20749 | 0.15069 | 885.625 | 0
528 | 886307 | 2022-01-08 12:00 | 5 | 12:00 | 1900-01-04 12:00 | 0 | 0 | 0 | 85.625 | 0.014525 | TRUE | 500 | 5.5556 | 0.72627 | 0.20749 | 0.15069 | 885.625 | -135.625
529 | 886307 | 2022-01-08 12:15 | 5 | 12:15 | 1900-01-04 12:15 | 0 | 0 | 0 | -50 | 0.01034 | FALSE | 0 | 0 | 0 | 0 | 0.01034 | 750 | -9.3056
530 | 886307 | 2022-01-08 12:30 | 5 | 12:30 | 1900-01-04 12:30 | 2 | 1.3562e-05 | 0.15069 | -59.3056 | 0.010052 | FALSE | 0 | 0 | 0 | 0 | 0.010052 | 740.6944 | 126.5779
531 | 886307 | 2022-01-08 12:45 | 5 | 12:45 | 1900-01-04 12:45 | 2 | 1.3562e-05 | 0.15069 | 67.2724 | 0.013959 | TRUE | 500 | 5.5556 | 0.69795 | 0.18669 | 0.1303 | 867.2724 | 18.3526
532 | 886307 | 2022-01-08 13:00 | 5 | 13:00 | 1900-01-04 13:00 | 1 | 6.7812e-06 | 0.075347 | 85.625 | 0.014525 | TRUE | 500 | 5.5556 | 0.72627 | 0.20749 | 0.15069 | 885.625 | -67.8125
533 | 886307 | 2022-01-08 13:15 | 5 | 13:15 | 1900-01-04 13:15 | 1 | 6.7812e-06 | 0.075347 | 17.8125 | 0.012432 | FALSE | 0 | 0 | 0 | 0 | 0.012432 | 817.8125 | 56.6233
534 | 886307 | 2022-01-08 13:30 | 5 | 13:30 | 1900-01-04 13:30 | 0 | 0 | 0 | 74.4358 | 0.01418 | TRUE | 500 | 5.5556 | 0.70901 | 0.19501 | 0.13826 | 874.4358 | -124.4358
535 | 886307 | 2022-01-08 13:45 | 5 | 13:45 | 1900-01-04 13:45 | 0 | 0 | 0 | -50 | 0.01034 | FALSE | 0 | 0 | 0 | 0 | 0.01034 | 750 | -9.3056
536 | 886307 | 2022-01-08 14:00 | 5 | 14:00 | 1900-01-04 14:00 | 0 | 0 | 0 | -59.3056 | 0.010052 | FALSE | 0 | 0 | 0 | 0 | 0.010052 | 740.6944 | -9.0471
537 | 886307 | 2022-01-08 14:15 | 5 | 14:15 | 1900-01-04 14:15 | 0 | 0 | 0 | -68.3526 | 0.0097731 | FALSE | 0 | 0 | 0 | 0 | 0.0097731 | 731.6474 | -8.7958
538 | 886307 | 2022-01-08 14:30 | 5 | 14:30 | 1900-01-04 14:30 | 0 | 0 | 0 | -77.1484 | 0.0095016 | FALSE | 0 | 0 | 0 | 0 | 0.0095016 | 722.8516 | -8.5514
539 | 886307 | 2022-01-08 14:45 | 5 | 14:45 | 1900-01-04 14:45 | 0 | 0 | 0 | -85.6998 | 0.0092377 | FALSE | 0 | 0 | 0 | 0 | 0.0092377 | 714.3002 | -8.3139
540 | 886307 | 2022-01-08 15:00 | 5 | 15:00 | 1900-01-04 15:00 | 0 | 0 | 0 | -94.0137 | 0.0089811 | FALSE | 0 | 0 | 0 | 0 | 0.0089811 | 705.9863 | -8.083
541 | 886307 | 2022-01-08 15:15 | 5 | 15:15 | 1900-01-04 15:15 | 0 | 0 | 0 | -102.0967 | 0.0087316 | FALSE | 0 | 0 | 0 | 0 | 0.0087316 | 697.9033 | -7.8584
542 | 886307 | 2022-01-08 15:30 | 5 | 15:30 | 1900-01-04 15:30 | 0 | 0 | 0 | -109.9551 | 0.008489 | FALSE | 0 | 0 | 0 | 0 | 0.008489 | 690.0449 | -7.6401
543 | 886307 | 2022-01-08 15:45 | 5 | 15:45 | 1900-01-04 15:45 | 0 | 0 | 0 | -117.5952 | 0.0082532 | FALSE | 0 | 0 | 0 | 0 | 0.0082532 | 682.4048 | -7.4279
544 | 886307 | 2022-01-08 16:00 | 5 | 16:00 | 1900-01-04 16:00 | 0 | 0 | 0 | -125.0231 | 0.008024 | FALSE | 0 | 0 | 0 | 0 | 0.008024 | 674.9769 | -7.2216
545 | 886307 | 2022-01-08 16:15 | 5 | 16:15 | 1900-01-04 16:15 | 0 | 0 | 0 | -132.2447 | 0.0078011 | FALSE | 0 | 0 | 0 | 0 | 0.0078011 | 667.7553 | -7.021
546 | 886307 | 2022-01-08 16:30 | 5 | 16:30 | 1900-01-04 16:30 | 0 | 0 | 0 | -139.2657 | 0.0075844 | FALSE | 0 | 0 | 0 | 0 | 0.0075844 | 660.7343 | -6.826
547 | 886307 | 2022-01-08 16:45 | 5 | 16:45 | 1900-01-04 16:45 | 0 | 0 | 0 | -146.0916 | 0.0073737 | FALSE | 0 | 0 | 0 | 0 | 0.0073737 | 653.9084 | -6.6363
548 | 886307 | 2022-01-08 17:00 | 5 | 17:00 | 1900-01-04 17:00 | 0 | 0 | 0 | -152.728 | 0.0071689 | FALSE | 0 | 0 | 0 | 0 | 0.0071689 | 647.272 | -6.452
549 | 886307 | 2022-01-08 17:15 | 5 | 17:15 | 1900-01-04 17:15 | 0 | 0 | 0 | -159.18 | 0.0069698 | FALSE | 0 | 0 | 0 | 0 | 0.0069698 | 640.82 | -6.2728
550 | 886307 | 2022-01-08 17:30 | 5 | 17:30 | 1900-01-04 17:30 | 0 | 0 | 0 | -165.4528 | 0.0067761 | FALSE | 0 | 0 | 0 | 0 | 0.0067761 | 634.5472 | -6.0985
551 | 886307 | 2022-01-08 17:45 | 5 | 17:45 | 1900-01-04 17:45 | 0 | 0 | 0 | -171.5513 | 0.0065879 | FALSE | 0 | 0 | 0 | 0 | 0.0065879 | 628.4487 | -5.9291
552 | 886307 | 2022-01-08 18:00 | 5 | 18:00 | 1900-01-04 18:00 | 0 | 0 | 0 | -177.4804 | 0.0064049 | FALSE | 0 | 0 | 0 | 0 | 0.0064049 | 622.5196 | -5.7644
553 | 886307 | 2022-01-08 18:15 | 5 | 18:15 | 1900-01-04 18:15 | 0 | 0 | 0 | -183.2449 | 0.006227 | FALSE | 0 | 0 | 0 | 0 | 0.006227 | 616.7551 | -5.6043
554 | 886307 | 2022-01-08 18:30 | 5 | 18:30 | 1900-01-04 18:30 | 0 | 0 | 0 | -188.8492 | 0.006054 | FALSE | 0 | 0 | 0 | 0 | 0.006054 | 611.1508 | -5.4486
555 | 886307 | 2022-01-08 18:45 | 5 | 18:45 | 1900-01-04 18:45 | 0 | 0 | 0 | -194.2978 | 0.0058859 | FALSE | 0 | 0 | 0 | 0 | 0.0058859 | 605.7022 | -5.2973
556 | 886307 | 2022-01-08 19:00 | 5 | 19:00 | 1900-01-04 19:00 | 0 | 0 | 0 | -199.5951 | 0.0057224 | FALSE | 0 | 0 | 0 | 0 | 0.0057224 | 600.4049 | -5.1501
557 | 886307 | 2022-01-08 19:15 | 5 | 19:15 | 1900-01-04 19:15 | 0 | 0 | 0 | -204.7452 | 0.0055634 | FALSE | 0 | 0 | 0 | 0 | 0.0055634 | 595.2548 | -5.0071
558 | 886307 | 2022-01-08 19:30 | 5 | 19:30 | 1900-01-04 19:30 | 0 | 0 | 0 | -209.7523 | 0.0054089 | FALSE | 0 | 0 | 0 | 0 | 0.0054089 | 590.2477 | -4.868
559 | 886307 | 2022-01-08 19:45 | 5 | 19:45 | 1900-01-04 19:45 | 0 | 0 | 0 | -214.6203 | 0.0052586 | FALSE | 0 | 0 | 0 | 0 | 0.0052586 | 585.3797 | -4.7328
560 | 886307 | 2022-01-08 20:00 | 5 | 20:00 | 1900-01-04 20:00 | 0 | 0 | 0 | -219.3531 | 0.0051126 | FALSE | 0 | 0 | 0 | 0 | 0.0051126 | 580.6469 | -4.6013
561 | 886307 | 2022-01-08 20:15 | 5 | 20:15 | 1900-01-04 20:15 | 0 | 0 | 0 | -223.9544 | 0.0049705 | FALSE | 0 | 0 | 0 | 0 | 0.0049705 | 576.0456 | -4.4735
562 | 886307 | 2022-01-08 20:30 | 5 | 20:30 | 1900-01-04 20:30 | 0 | 0 | 0 | -228.4279 | 0.0048325 | FALSE | 0 | 0 | 0 | 0 | 0.0048325 | 571.5721 | -4.3492
563 | 886307 | 2022-01-08 20:45 | 5 | 20:45 | 1900-01-04 20:45 | 0 | 0 | 0 | -232.7771 | 0.0046982 | FALSE | 0 | 0 | 0 | 0 | 0.0046982 | 567.2229 | -4.2284
564 | 886307 | 2022-01-08 21:00 | 5 | 21:00 | 1900-01-04 21:00 | 0 | 0 | 0 | -237.0055 | 0.0045677 | FALSE | 0 | 0 | 0 | 0 | 0.0045677 | 562.9945 | -4.111
565 | 886307 | 2022-01-08 21:15 | 5 | 21:15 | 1900-01-04 21:15 | 0 | 0 | 0 | -241.1165 | 0.0044409 | FALSE | 0 | 0 | 0 | 0 | 0.0044409 | 558.8835 | -3.9968
566 | 886307 | 2022-01-08 21:30 | 5 | 21:30 | 1900-01-04 21:30 | 0 | 0 | 0 | -245.1132 | 0.0043175 | FALSE | 0 | 0 | 0 | 0 | 0.0043175 | 554.8868 | -3.8857
567 | 886307 | 2022-01-08 21:45 | 5 | 21:45 | 1900-01-04 21:45 | 0 | 0 | 0 | -248.999 | 0.0041976 | FALSE | 0 | 0 | 0 | 0 | 0.0041976 | 551.001 | -3.7778
568 | 886307 | 2022-01-08 22:00 | 5 | 22:00 | 1900-01-04 22:00 | 0 | 0 | 0 | -252.7768 | 0.004081 | FALSE | 0 | 0 | 0 | 0 | 0.004081 | 547.2232 | -3.6729
569 | 886307 | 2022-01-08 22:15 | 5 | 22:15 | 1900-01-04 22:15 | 0 | 0 | 0 | -256.4496 | 0.0039676 | FALSE | 0 | 0 | 0 | 0 | 0.0039676 | 543.5504 | -3.5708
570 | 886307 | 2022-01-08 22:30 | 5 | 22:30 | 1900-01-04 22:30 | 0 | 0 | 0 | -260.0205 | 0.0038574 | FALSE | 0 | 0 | 0 | 0 | 0.0038574 | 539.9795 | -3.4717
571 | 886307 | 2022-01-08 22:45 | 5 | 22:45 | 1900-01-04 22:45 | 0 | 0 | 0 | -263.4921 | 0.0037502 | FALSE | 0 | 0 | 0 | 0 | 0.0037502 | 536.5079 | -3.3752
572 | 886307 | 2022-01-08 23:00 | 5 | 23:00 | 1900-01-04 23:00 | 0 | 0 | 0 | -266.8674 | 0.0036461 | FALSE | 0 | 0 | 0 | 0 | 0.0036461 | 533.1326 | -3.2815
573 | 886307 | 2022-01-08 23:15 | 5 | 23:15 | 1900-01-04 23:15 | 0 | 0 | 0 | -270.1488 | 0.0035448 | FALSE | 0 | 0 | 0 | 0 | 0.0035448 | 529.8512 | -3.1903
574 | 886307 | 2022-01-08 23:30 | 5 | 23:30 | 1900-01-04 23:30 | 0 | 0 | 0 | -273.3391 | 0.0034463 | FALSE | 0 | 0 | 0 | 0 | 0.0034463 | 526.6609 | -3.1017
575 | 886307 | 2022-01-08 23:45 | 5 | 23:45 | 1900-01-04 23:45 | 0 | 0 | 0 | -276.4408 | 0.0033506 | FALSE | 0 | 0 | 0 | 0 | 0.0033506 | 523.5592 | -3.0155
576 | 886307 | 2022-01-09 | 6 | 0:00 | 1900-01-05 | 0 | 0 | 0 | -279.4564 | 0.0032575 | FALSE | 0 | 0 | 0 | 0 | 0.0032575 | 520.5436 | -2.9318
577 | 886307 | 2022-01-09 00:15 | 6 | 0:15 | 1900-01-05 00:15 | 0 | 0 | 0 | -282.3881 | 0.003167 | FALSE | 0 | 0 | 0 | 0 | 0.003167 | 517.6119 | -2.8503
578 | 886307 | 2022-01-09 00:30 | 6 | 0:30 | 1900-01-05 00:30 | 0 | 0 | 0 | -285.2385 | 0.0030791 | FALSE | 0 | 0 | 0 | 0 | 0.0030791 | 514.7615 | -2.7712
579 | 886307 | 2022-01-09 00:45 | 6 | 0:45 | 1900-01-05 00:45 | 0 | 0 | 0 | -288.0096 | 0.0029935 | FALSE | 0 | 0 | 0 | 0 | 0.0029935 | 511.9904 | -2.6942
580 | 886307 | 2022-01-09 01:00 | 6 | 1:00 | 1900-01-05 01:00 | 0 | 0 | 0 | -290.7038 | 0.0029104 | FALSE | 0 | 0 | 0 | 0 | 0.0029104 | 509.2962 | -2.6193
581 | 886307 | 2022-01-09 01:15 | 6 | 1:15 | 1900-01-05 01:15 | 0 | 0 | 0 | -293.3231 | 0.0028295 | FALSE | 0 | 0 | 0 | 0 | 0.0028295 | 506.6769 | -2.5466
582 | 886307 | 2022-01-09 01:30 | 6 | 1:30 | 1900-01-05 01:30 | 0 | 0 | 0 | -295.8697 | 0.0027509 | FALSE | 0 | 0 | 0 | 0 | 0.0027509 | 504.1303 | -2.4758
583 | 886307 | 2022-01-09 01:45 | 6 | 1:45 | 1900-01-05 01:45 | 0 | 0 | 0 | -298.3455 | 0.0026745 | FALSE | 0 | 0 | 0 | 0 | 0.0026745 | 501.6545 | -2.4071
584 | 886307 | 2022-01-09 02:00 | 6 | 2:00 | 1900-01-05 02:00 | 0 | 0 | 0 | -300.7526 | 0.0026002 | FALSE | 0 | 0 | 0 | 0 | 0.0026002 | 499.2474 | -2.3402
585 | 886307 | 2022-01-09 02:15 | 6 | 2:15 | 1900-01-05 02:15 | 0 | 0 | 0 | -303.0928 | 0.002528 | FALSE | 0 | 0 | 0 | 0 | 0.002528 | 496.9072 | -2.2752
586 | 886307 | 2022-01-09 02:30 | 6 | 2:30 | 1900-01-05 02:30 | 0 | 0 | 0 | -305.368 | 0.0024578 | FALSE | 0 | 0 | 0 | 0 | 0.0024578 | 494.632 | -2.212
587 | 886307 | 2022-01-09 02:45 | 6 | 2:45 | 1900-01-05 02:45 | 0 | 0 | 0 | -307.58 | 0.0023895 | FALSE | 0 | 0 | 0 | 0 | 0.0023895 | 492.42 | -2.1506
588 | 886307 | 2022-01-09 03:00 | 6 | 3:00 | 1900-01-05 03:00 | 0 | 0 | 0 | -309.7306 | 0.0023231 | FALSE | 0 | 0 | 0 | 0 | 0.0023231 | 490.2694 | -2.0908
589 | 886307 | 2022-01-09 03:15 | 6 | 3:15 | 1900-01-05 03:15 | 0 | 0 | 0 | -311.8214 | 0.0022586 | FALSE | 0 | 0 | 0 | 0 | 0.0022586 | 488.1786 | -2.0327
590 | 886307 | 2022-01-09 03:30 | 6 | 3:30 | 1900-01-05 03:30 | 0 | 0 | 0 | -313.8541 | 0.0021959 | FALSE | 0 | 0 | 0 | 0 | 0.0021959 | 486.1459 | -1.9763
591 | 886307 | 2022-01-09 03:45 | 6 | 3:45 | 1900-01-05 03:45 | 0 | 0 | 0 | -315.8304 | 0.0021349 | FALSE | 0 | 0 | 0 | 0 | 0.0021349 | 484.1696 | -1.9214
592 | 886307 | 2022-01-09 04:00 | 6 | 4:00 | 1900-01-05 04:00 | 0 | 0 | 0 | -317.7518 | 0.0020756 | FALSE | 0 | 0 | 0 | 0 | 0.0020756 | 482.2482 | -1.868
593 | 886307 | 2022-01-09 04:15 | 6 | 4:15 | 1900-01-05 04:15 | 0 | 0 | 0 | -319.6198 | 0.0020179 | FALSE | 0 | 0 | 0 | 0 | 0.0020179 | 480.3802 | -1.8161
594 | 886307 | 2022-01-09 04:30 | 6 | 4:30 | 1900-01-05 04:30 | 0 | 0 | 0 | -321.4359 | 0.0019619 | FALSE | 0 | 0 | 0 | 0 | 0.0019619 | 478.5641 | -1.7657
595 | 886307 | 2022-01-09 04:45 | 6 | 4:45 | 1900-01-05 04:45 | 0 | 0 | 0 | -323.2016 | 0.0019074 | FALSE | 0 | 0 | 0 | 0 | 0.0019074 | 476.7984 | -1.7166
596 | 886307 | 2022-01-09 05:00 | 6 | 5:00 | 1900-01-05 05:00 | 0 | 0 | 0 | -324.9182 | 0.0018544 | FALSE | 0 | 0 | 0 | 0 | 0.0018544 | 475.0818 | -1.6689
597 | 886307 | 2022-01-09 05:15 | 6 | 5:15 | 1900-01-05 05:15 | 0 | 0 | 0 | -326.5871 | 0.0018029 | FALSE | 0 | 0 | 0 | 0 | 0.0018029 | 473.4129 | -1.6226
598 | 886307 | 2022-01-09 05:30 | 6 | 5:30 | 1900-01-05 05:30 | 0 | 0 | 0 | -328.2097 | 0.0017528 | FALSE | 0 | 0 | 0 | 0 | 0.0017528 | 471.7903 | -1.5775
599 | 886307 | 2022-01-09 05:45 | 6 | 5:45 | 1900-01-05 05:45 | 0 | 0 | 0 | -329.7872 | 0.0017041 | FALSE | 0 | 0 | 0 | 0 | 0.0017041 | 470.2128 | -1.5337
600 | 886307 | 2022-01-09 06:00 | 6 | 6:00 | 1900-01-05 06:00 | 0 | 0 | 0 | -331.3209 | 0.0016568 | FALSE | 0 | 0 | 0 | 0 | 0.0016568 | 468.6791 | -1.4911
601 | 886307 | 2022-01-09 06:15 | 6 | 6:15 | 1900-01-05 06:15 | 0 | 0 | 0 | -332.812 | 0.0016107 | FALSE | 0 | 0 | 0 | 0 | 0.0016107 | 467.188 | -1.4497
602 | 886307 | 2022-01-09 06:30 | 6 | 6:30 | 1900-01-05 06:30 | 0 | 0 | 0 | -334.2617 | 0.001566 | FALSE | 0 | 0 | 0 | 0 | 0.001566 | 465.7383 | -1.4094
603 | 886307 | 2022-01-09 06:45 | 6 | 6:45 | 1900-01-05 06:45 | 0 | 0 | 0 | -335.6711 | 0.0015225 | FALSE | 0 | 0 | 0 | 0 | 0.0015225 | 464.3289 | -1.3702
604 | 886307 | 2022-01-09 07:00 | 6 | 7:00 | 1900-01-05 07:00 | 0 | 0 | 0 | -337.0413 | 0.0014802 | FALSE | 0 | 0 | 0 | 0 | 0.0014802 | 462.9587 | -1.3322
605 | 886307 | 2022-01-09 07:15 | 6 | 7:15 | 1900-01-05 07:15 | 0 | 0 | 0 | -338.3735 | 0.0014391 | FALSE | 0 | 0 | 0 | 0 | 0.0014391 | 461.6265 | -1.2952
606 | 886307 | 2022-01-09 07:30 | 6 | 7:30 | 1900-01-05 07:30 | 0 | 0 | 0 | -339.6687 | 0.0013991 | FALSE | 0 | 0 | 0 | 0 | 0.0013991 | 460.3313 | -1.2592
607 | 886307 | 2022-01-09 07:45 | 6 | 7:45 | 1900-01-05 07:45 | 0 | 0 | 0 | -340.9279 | 0.0013603 | FALSE | 0 | 0 | 0 | 0 | 0.0013603 | 459.0721 | -1.2242
608 | 886307 | 2022-01-09 08:00 | 6 | 8:00 | 1900-01-05 08:00 | 0 | 0 | 0 | -342.1521 | 0.0013225 | FALSE | 0 | 0 | 0 | 0 | 0.0013225 | 457.8479 | -1.1902
609 | 886307 | 2022-01-09 08:15 | 6 | 8:15 | 1900-01-05 08:15 | 0 | 0 | 0 | -343.3423 | 0.0012857 | FALSE | 0 | 0 | 0 | 0 | 0.0012857 | 456.6577 | -1.1572
610 | 886307 | 2022-01-09 08:30 | 6 | 8:30 | 1900-01-05 08:30 | 0 | 0 | 0 | -344.4995 | 0.00125 | FALSE | 0 | 0 | 0 | 0 | 0.00125 | 455.5005 | -1.125
611 | 886307 | 2022-01-09 08:45 | 6 | 8:45 | 1900-01-05 08:45 | 0 | 0 | 0 | -345.6245 | 0.0012153 | FALSE | 0 | 0 | 0 | 0 | 0.0012153 | 454.3755 | -1.0938
612 | 886307 | 2022-01-09 09:00 | 6 | 9:00 | 1900-01-05 09:00 | 0 | 0 | 0 | -346.7183 | 0.0011815 | FALSE | 0 | 0 | 0 | 0 | 0.0011815 | 453.2817 | -1.0634
613 | 886307 | 2022-01-09 09:15 | 6 | 9:15 | 1900-01-05 09:15 | 0 | 0 | 0 | -347.7816 | 0.0011487 | FALSE | 0 | 0 | 0 | 0 | 0.0011487 | 452.2184 | -1.0338
614 | 886307 | 2022-01-09 09:30 | 6 | 9:30 | 1900-01-05 09:30 | 0 | 0 | 0 | -348.8155 | 0.0011168 | FALSE | 0 | 0 | 0 | 0 | 0.0011168 | 451.1845 | -1.0051
615 | 886307 | 2022-01-09 09:45 | 6 | 9:45 | 1900-01-05 09:45 | 0 | 0 | 0 | -349.8206 | 0.0010858 | FALSE | 0 | 0 | 0 | 0 | 0.0010858 | 450.1794 | -0.97721
616 | 886307 | 2022-01-09 10:00 | 6 | 10:00 | 1900-01-05 10:00 | 0 | 0 | 0 | -350.7978 | 0.0010556 | FALSE | 0 | 0 | 0 | 0 | 0.0010556 | 449.2022 | -0.95006
617 | 886307 | 2022-01-09 10:15 | 6 | 10:15 | 1900-01-05 10:15 | 0 | 0 | 0 | -351.7479 | 0.0010263 | FALSE | 0 | 0 | 0 | 0 | 0.0010263 | 448.2521 | -0.92367
618 | 886307 | 2022-01-09 10:30 | 6 | 10:30 | 1900-01-05 10:30 | 0 | 0 | 0 | -352.6715 | 0.00099779 | FALSE | 0 | 0 | 0 | 0 | 0.00099779 | 447.3285 | -0.89801
619 | 886307 | 2022-01-09 10:45 | 6 | 10:45 | 1900-01-05 10:45 | 0 | 0 | 0 | -353.5696 | 0.00097008 | FALSE | 0 | 0 | 0 | 0 | 0.00097008 | 446.4304 | -0.87307
620 | 886307 | 2022-01-09 11:00 | 6 | 11:00 | 1900-01-05 11:00 | 0 | 0 | 0 | -354.4426 | 0.00094313 | FALSE | 0 | 0 | 0 | 0 | 0.00094313 | 445.5574 | -0.84882
621 | 886307 | 2022-01-09 11:15 | 6 | 11:15 | 1900-01-05 11:15 | 0 | 0 | 0 | -355.2914 | 0.00091693 | FALSE | 0 | 0 | 0 | 0 | 0.00091693 | 444.7086 | -0.82524
622 | 886307 | 2022-01-09 11:30 | 6 | 11:30 | 1900-01-05 11:30 | 0 | 0 | 0 | -356.1167 | 0.00089146 | FALSE | 0 | 0 | 0 | 0 | 0.00089146 | 443.8833 | -0.80231
623 | 886307 | 2022-01-09 11:45 | 6 | 11:45 | 1900-01-05 11:45 | 0 | 0 | 0 | -356.919 | 0.0008667 | FALSE | 0 | 0 | 0 | 0 | 0.0008667 | 443.081 | -0.78003
624 | 886307 | 2022-01-09 12:00 | 6 | 12:00 | 1900-01-05 12:00 | 0 | 0 | 0 | -357.699 | 0.00084262 | FALSE | 0 | 0 | 0 | 0 | 0.00084262 | 442.301 | -0.75836
625 | 886307 | 2022-01-09 12:15 | 6 | 12:15 | 1900-01-05 12:15 | 0 | 0 | 0 | -358.4574 | 0.00081922 | FALSE | 0 | 0 | 0 | 0 | 0.00081922 | 441.5426 | -0.73729
626 | 886307 | 2022-01-09 12:30 | 6 | 12:30 | 1900-01-05 12:30 | 0 | 0 | 0 | -359.1947 | 0.00079646 | FALSE | 0 | 0 | 0 | 0 | 0.00079646 | 440.8053 | -0.71681
627 | 886307 | 2022-01-09 12:45 | 6 | 12:45 | 1900-01-05 12:45 | 0 | 0 | 0 | -359.9115 | 0.00077434 | FALSE | 0 | 0 | 0 | 0 | 0.00077434 | 440.0885 | -0.6969
628 | 886307 | 2022-01-09 13:00 | 6 | 13:00 | 1900-01-05 13:00 | 0 | 0 | 0 | -360.6084 | 0.00075283 | FALSE | 0 | 0 | 0 | 0 | 0.00075283 | 439.3916 | -0.67754
629 | 886307 | 2022-01-09 13:15 | 6 | 13:15 | 1900-01-05 13:15 | 0 | 0 | 0 | -361.2859 | 0.00073192 | FALSE | 0 | 0 | 0 | 0 | 0.00073192 | 438.7141 | -0.65872
630 | 886307 | 2022-01-09 13:30 | 6 | 13:30 | 1900-01-05 13:30 | 0 | 0 | 0 | -361.9447 | 0.00071158 | FALSE | 0 | 0 | 0 | 0 | 0.00071158 | 438.0553 | -0.64043
631 | 886307 | 2022-01-09 13:45 | 6 | 13:45 | 1900-01-05 13:45 | 0 | 0 | 0 | -362.5851 | 0.00069182 | FALSE | 0 | 0 | 0 | 0 | 0.00069182 | 437.4149 | -0.62264
632 | 886307 | 2022-01-09 14:00 | 6 | 14:00 | 1900-01-05 14:00 | 0 | 0 | 0 | -363.2077 | 0.0006726 | FALSE | 0 | 0 | 0 | 0 | 0.0006726 | 436.7923 | -0.60534
633 | 886307 | 2022-01-09 14:15 | 6 | 14:15 | 1900-01-05 14:15 | 0 | 0 | 0 | -363.8131 | 0.00065392 | FALSE | 0 | 0 | 0 | 0 | 0.00065392 | 436.1869 | -0.58853
634 | 886307 | 2022-01-09 14:30 | 6 | 14:30 | 1900-01-05 14:30 | 0 | 0 | 0 | -364.4016 | 0.00063575 | FALSE | 0 | 0 | 0 | 0 | 0.00063575 | 435.5984 | -0.57218
635 | 886307 | 2022-01-09 14:45 | 6 | 14:45 | 1900-01-05 14:45 | 0 | 0 | 0 | -364.9738 | 0.00061809 | FALSE | 0 | 0 | 0 | 0 | 0.00061809 | 435.0262 | -0.55628
636 | 886307 | 2022-01-09 15:00 | 6 | 15:00 | 1900-01-05 15:00 | 0 | 0 | 0 | -365.5301 | 0.00060092 | FALSE | 0 | 0 | 0 | 0 | 0.00060092 | 434.4699 | -0.54083
637 | 886307 | 2022-01-09 15:15 | 6 | 15:15 | 1900-01-05 15:15 | 0 | 0 | 0 | -366.0709 | 0.00058423 | FALSE | 0 | 0 | 0 | 0 | 0.00058423 | 433.9291 | -0.52581
638 | 886307 | 2022-01-09 15:30 | 6 | 15:30 | 1900-01-05 15:30 | 0 | 0 | 0 | -366.5967 | 0.000568 | FALSE | 0 | 0 | 0 | 0 | 0.000568 | 433.4033 | -0.5112
639 | 886307 | 2022-01-09 15:45 | 6 | 15:45 | 1900-01-05 15:45 | 0 | 0 | 0 | -367.1079 | 0.00055223 | FALSE | 0 | 0 | 0 | 0 | 0.00055223 | 432.8921 | -0.497
640 | 886307 | 2022-01-09 16:00 | 6 | 16:00 | 1900-01-05 16:00 | 0 | 0 | 0 | -367.6049 | 0.00053689 | FALSE | 0 | 0 | 0 | 0 | 0.00053689 | 432.3951 | -0.4832
641 | 886307 | 2022-01-09 16:15 | 6 | 16:15 | 1900-01-05 16:15 | 0 | 0 | 0 | -368.0881 | 0.00052197 | FALSE | 0 | 0 | 0 | 0 | 0.00052197 | 431.9119 | -0.46978
642 | 886307 | 2022-01-09 16:30 | 6 | 16:30 | 1900-01-05 16:30 | 0 | 0 | 0 | -368.5579 | 0.00050747 | FALSE | 0 | 0 | 0 | 0 | 0.00050747 | 431.4421 | -0.45673
643 | 886307 | 2022-01-09 16:45 | 6 | 16:45 | 1900-01-05 16:45 | 0 | 0 | 0 | -369.0146 | 0.00049338 | FALSE | 0 | 0 | 0 | 0 | 0.00049338 | 430.9854 | -0.44404
644 | 886307 | 2022-01-09 17:00 | 6 | 17:00 | 1900-01-05 17:00 | 0 | 0 | 0 | -369.4586 | 0.00047967 | FALSE | 0 | 0 | 0 | 0 | 0.00047967 | 430.5414 | -0.4317
645 | 886307 | 2022-01-09 17:15 | 6 | 17:15 | 1900-01-05 17:15 | 0 | 0 | 0 | -369.8903 | 0.00046635 | FALSE | 0 | 0 | 0 | 0 | 0.00046635 | 430.1097 | -0.41971
646 | 886307 | 2022-01-09 17:30 | 6 | 17:30 | 1900-01-05 17:30 | 0 | 0 | 0 | -370.3101 | 0.00045339 | FALSE | 0 | 0 | 0 | 0 | 0.00045339 | 429.6899 | -0.40805
647 | 886307 | 2022-01-09 17:45 | 6 | 17:45 | 1900-01-05 17:45 | 0 | 0 | 0 | -370.7181 | 0.0004408 | FALSE | 0 | 0 | 0 | 0 | 0.0004408 | 429.2819 | -0.39672
648 | 886307 | 2022-01-09 18:00 | 6 | 18:00 | 1900-01-05 18:00 | 0 | 0 | 0 | -371.1148 | 0.00042855 | FALSE | 0 | 0 | 0 | 0 | 0.00042855 | 428.8852 | -0.3857
649 | 886307 | 2022-01-09 18:15 | 6 | 18:15 | 1900-01-05 18:15 | 0 | 0 | 0 | -371.5005 | 0.00041665 | FALSE | 0 | 0 | 0 | 0 | 0.00041665 | 428.4995 | -0.37499
650 | 886307 | 2022-01-09 18:30 | 6 | 18:30 | 1900-01-05 18:30 | 0 | 0 | 0 | -371.8755 | 0.00040508 | FALSE | 0 | 0 | 0 | 0 | 0.00040508 | 428.1245 | -0.36457
651 | 886307 | 2022-01-09 18:45 | 6 | 18:45 | 1900-01-05 18:45 | 0 | 0 | 0 | -372.2401 | 0.00039382 | FALSE | 0 | 0 | 0 | 0 | 0.00039382 | 427.7599 | -0.35444
652 | 886307 | 2022-01-09 19:00 | 6 | 19:00 | 1900-01-05 19:00 | 0 | 0 | 0 | -372.5945 | 0.00038289 | FALSE | 0 | 0 | 0 | 0 | 0.00038289 | 427.4055 | -0.3446
653 | 886307 | 2022-01-09 19:15 | 6 | 19:15 | 1900-01-05 19:15 | 0 | 0 | 0 | -372.9391 | 0.00037225 | FALSE | 0 | 0 | 0 | 0 | 0.00037225 | 427.0609 | -0.33502
654 | 886307 | 2022-01-09 19:30 | 6 | 19:30 | 1900-01-05 19:30 | 0 | 0 | 0 | -373.2741 | 0.00036191 | FALSE | 0 | 0 | 0 | 0 | 0.00036191 | 426.7259 | -0.32572
655 | 886307 | 2022-01-09 19:45 | 6 | 19:45 | 1900-01-05 19:45 | 0 | 0 | 0 | -373.5999 | 0.00035186 | FALSE | 0 | 0 | 0 | 0 | 0.00035186 | 426.4001 | -0.31667
656 | 886307 | 2022-01-09 20:00 | 6 | 20:00 | 1900-01-05 20:00 | 0 | 0 | 0 | -373.9165 | 0.00034208 | FALSE | 0 | 0 | 0 | 0 | 0.00034208 | 426.0835 | -0.30787
657 | 886307 | 2022-01-09 20:15 | 6 | 20:15 | 1900-01-05 20:15 | 0 | 0 | 0 | -374.2244 | 0.00033258 | FALSE | 0 | 0 | 0 | 0 | 0.00033258 | 425.7756 | -0.29932
658 | 886307 | 2022-01-09 20:30 | 6 | 20:30 | 1900-01-05 20:30 | 0 | 0 | 0 | -374.5237 | 0.00032334 | FALSE | 0 | 0 | 0 | 0 | 0.00032334 | 425.4763 | -0.29101
659 | 886307 | 2022-01-09 20:45 | 6 | 20:45 | 1900-01-05 20:45 | 0 | 0 | 0 | -374.8147 | 0.00031436 | FALSE | 0 | 0 | 0 | 0 | 0.00031436 | 425.1853 | -0.28292
660 | 886307 | 2022-01-09 21:00 | 6 | 21:00 | 1900-01-05 21:00 | 0 | 0 | 0 | -375.0977 | 0.00030563 | FALSE | 0 | 0 | 0 | 0 | 0.00030563 | 424.9023 | -0.27506
661 | 886307 | 2022-01-09 21:15 | 6 | 21:15 | 1900-01-05 21:15 | 0 | 0 | 0 | -375.3727 | 0.00029714 | FALSE | 0 | 0 | 0 | 0 | 0.00029714 | 424.6273 | -0.26742
662 | 886307 | 2022-01-09 21:30 | 6 | 21:30 | 1900-01-05 21:30 | 0 | 0 | 0 | -375.6402 | 0.00028888 | FALSE | 0 | 0 | 0 | 0 | 0.00028888 | 424.3598 | -0.26
663 | 886307 | 2022-01-09 21:45 | 6 | 21:45 | 1900-01-05 21:45 | 0 | 0 | 0 | -375.9001 | 0.00028086 | FALSE | 0 | 0 | 0 | 0 | 0.00028086 | 424.0999 | -0.25277
664 | 886307 | 2022-01-09 22:00 | 6 | 22:00 | 1900-01-05 22:00 | 0 | 0 | 0 | -376.1529 | 0.00027306 | FALSE | 0 | 0 | 0 | 0 | 0.00027306 | 423.8471 | -0.24575
665 | 886307 | 2022-01-09 22:15 | 6 | 22:15 | 1900-01-05 22:15 | 0 | 0 | 0 | -376.3987 | 0.00026547 | FALSE | 0 | 0 | 0 | 0 | 0.00026547 | 423.6013 | -0.23893
666 | 886307 | 2022-01-09 22:30 | 6 | 22:30 | 1900-01-05 22:30 | 0 | 0 | 0 | -376.6376 | 0.0002581 | FALSE | 0 | 0 | 0 | 0 | 0.0002581 | 423.3624 | -0.23229
667 | 886307 | 2022-01-09 22:45 | 6 | 22:45 | 1900-01-05 22:45 | 0 | 0 | 0 | -376.8699 | 0.00025093 | FALSE | 0 | 0 | 0 | 0 | 0.00025093 | 423.1301 | -0.22584
668 | 886307 | 2022-01-09 23:00 | 6 | 23:00 | 1900-01-05 23:00 | 0 | 0 | 0 | -377.0957 | 0.00024396 | FALSE | 0 | 0 | 0 | 0 | 0.00024396 | 422.9043 | -0.21956
669 | 886307 | 2022-01-09 23:15 | 6 | 23:15 | 1900-01-05 23:15 | 0 | 0 | 0 | -377.3153 | 0.00023718 | FALSE | 0 | 0 | 0 | 0 | 0.00023718 | 422.6847 | -0.21346
670 | 886307 | 2022-01-09 23:30 | 6 | 23:30 | 1900-01-05 23:30 | 0 | 0 | 0 | -377.5288 | 0.00023059 | FALSE | 0 | 0 | 0 | 0 | 0.00023059 | 422.4712 | -0.20753
671 | 886307 | 2022-01-09 23:45 | 6 | 23:45 | 1900-01-05 23:45 | 0 | 0 | 0 | -377.7363 | 0.00022419 | FALSE | 0 | 0 | 0 | 0 | 0.00022419 | 422.2637 | -0.20177
672 | 886307 | 2022-01-10 | 0 | 0:00 | 0.00011574 | 1 | 6.7812e-06 | 0.075347 | -377.9381 | 0.00021796 | FALSE | 0 | 0 | 0 | 0 | 0.00021796 | 422.0619 | 67.6163
673 | 886307 | 2022-01-10 00:15 | 0 | 0:15 | 0.010532 | 1 | 6.7812e-06 | 0.075347 | -310.3217 | 0.0023049 | FALSE | 0 | 0 | 0 | 0 | 0.0023049 | 489.6783 | 65.7381
674 | 886307 | 2022-01-10 00:30 | 0 | 0:30 | 0.020949 | 1 | 6.7812e-06 | 0.075347 | -244.5836 | 0.0043338 | FALSE | 0 | 0 | 0 | 0 | 0.0043338 | 555.4164 | 63.912
675 | 886307 | 2022-01-10 00:45 | 0 | 0:45 | 0.031366 | 1 | 6.7812e-06 | 0.075347 | -180.6716 | 0.0063064 | FALSE | 0 | 0 | 0 | 0 | 0.0063064 | 619.3284 | 62.1367
676 | 886307 | 2022-01-10 01:00 | 0 | 1:00 | 0.041782 | 1 | 6.7812e-06 | 0.075347 | -118.5349 | 0.0082242 | FALSE | 0 | 0 | 0 | 0 | 0.0082242 | 681.4651 | 60.4107
677 | 886307 | 2022-01-10 01:15 | 0 | 1:15 | 0.052199 | 1 | 6.7812e-06 | 0.075347 | -58.1242 | 0.010089 | FALSE | 0 | 0 | 0 | 0 | 0.010089 | 741.8758 | 58.7326
678 | 886307 | 2022-01-10 01:30 | 0 | 1:30 | 0.062616 | 1 | 6.7812e-06 | 0.075347 | 0.60844 | 0.011901 | FALSE | 0 | 0 | 0 | 0 | 0.011901 | 800.6084 | 57.1012
679 | 886307 | 2022-01-10 01:45 | 0 | 1:45 | 0.073032 | 1 | 6.7812e-06 | 0.075347 | 57.7096 | 0.013664 | TRUE | 500 | 5.5556 | 0.68319 | 0.17517 | 0.11968 | 857.7096 | -39.8971
680 | 886307 | 2022-01-10 02:00 | 0 | 2:00 | 0.083449 | 1 | 6.7812e-06 | 0.075347 | 17.8125 | 0.012432 | FALSE | 0 | 0 | 0 | 0 | 0.012432 | 817.8125 | 56.6233
681 | 886307 | 2022-01-10 02:15 | 0 | 2:15 | 0.093866 | 1 | 6.7812e-06 | 0.075347 | 74.4358 | 0.01418 | TRUE | 500 | 5.5556 | 0.70901 | 0.19501 | 0.13826 | 874.4358 | -56.6233
682 | 886307 | 2022-01-10 02:30 | 0 | 2:30 | 0.10428 | 1 | 6.7812e-06 | 0.075347 | 17.8125 | 0.012432 | FALSE | 0 | 0 | 0 | 0 | 0.012432 | 817.8125 | 56.6233
683 | 886307 | 2022-01-10 02:45 | 0 | 2:45 | 0.1147 | 1 | 6.7812e-06 | 0.075347 | 74.4358 | 0.01418 | TRUE | 500 | 5.5556 | 0.70901 | 0.19501 | 0.13826 | 874.4358 | -56.6233
684 | 886307 | 2022-01-10 03:00 | 0 | 3:00 | 0.12512 | 1 | 6.7812e-06 | 0.075347 | 17.8125 | 0.012432 | FALSE | 0 | 0 | 0 | 0 | 0.012432 | 817.8125 | 56.6233
685 | 886307 | 2022-01-10 03:15 | 0 | 3:15 | 0.13553 | 1 | 6.7812e-06 | 0.075347 | 74.4358 | 0.01418 | TRUE | 500 | 5.5556 | 0.70901 | 0.19501 | 0.13826 | 874.4358 | -56.6233
686 | 886307 | 2022-01-10 03:30 | 0 | 3:30 | 0.14595 | 1 | 6.7812e-06 | 0.075347 | 17.8125 | 0.012432 | FALSE | 0 | 0 | 0 | 0 | 0.012432 | 817.8125 | 56.6233
687 | 886307 | 2022-01-10 03:45 | 0 | 3:45 | 0.15637 | 1 | 6.7812e-06 | 0.075347 | 74.4358 | 0.01418 | TRUE | 500 | 5.5556 | 0.70901 | 0.19501 | 0.13826 | 874.4358 | -56.6233
688 | 886307 | 2022-01-10 04:00 | 0 | 4:00 | 0.16678 | 1 | 6.7812e-06 | 0.075347 | 17.8125 | 0.012432 | FALSE | 0 | 0 | 0 | 0 | 0.012432 | 817.8125 | 56.6233
689 | 886307 | 2022-01-10 04:15 | 0 | 4:15 | 0.1772 | 1 | 6.7812e-06 | 0.075347 | 74.4358 | 0.01418 | TRUE | 500 | 5.5556 | 0.70901 | 0.19501 | 0.13826 | 874.4358 | -56.6233
690 | 886307 | 2022-01-10 04:30 | 0 | 4:30 | 0.18762 | 1 | 6.7812e-06 | 0.075347 | 17.8125 | 0.012432 | FALSE | 0 | 0 | 0 | 0 | 0.012432 | 817.8125 | 56.6233
691 | 886307 | 2022-01-10 04:45 | 0 | 4:45 | 0.19803 | 1 | 6.7812e-06 | 0.075347 | 74.4358 | 0.01418 | TRUE | 500 | 5.5556 | 0.70901 | 0.19501 | 0.13826 | 874.4358 | -56.6233
692 | 886307 | 2022-01-10 05:00 | 0 | 5:00 | 0.20845 | 1 | 6.7812e-06 | 0.075347 | 17.8125 | 0.012432 | FALSE | 0 | 0 | 0 | 0 | 0.012432 | 817.8125 | 56.6233
693 | 886307 | 2022-01-10 05:15 | 0 | 5:15 | 0.21887 | 1 | 6.7812e-06 | 0.075347 | 74.4358 | 0.01418 | TRUE | 500 | 5.5556 | 0.70901 | 0.19501 | 0.13826 | 874.4358 | -56.6233
694 | 886307 | 2022-01-10 05:30 | 0 | 5:30 | 0.22928 | 1 | 6.7812e-06 | 0.075347 | 17.8125 | 0.012432 | FALSE | 0 | 0 | 0 | 0 | 0.012432 | 817.8125 | 56.6233
695 | 886307 | 2022-01-10 05:45 | 0 | 5:45 | 0.2397 | 1 | 6.7812e-06 | 0.075347 | 74.4358 | 0.01418 | TRUE | 500 | 5.5556 | 0.70901 | 0.19501 | 0.13826 | 874.4358 | -56.6233
696 | 886307 | 2022-01-10 06:00 | 0 | 6:00 | 0.25012 | 1 | 6.7812e-06 | 0.075347 | 17.8125 | 0.012432 | FALSE | 0 | 0 | 0 | 0 | 0.012432 | 817.8125 | 56.6233
697 | 886307 | 2022-01-10 06:15 | 0 | 6:15 | 0.26053 | 1 | 6.7812e-06 | 0.075347 | 74.4358 | 0.01418 | TRUE | 500 | 5.5556 | 0.70901 | 0.19501 | 0.13826 | 874.4358 | -56.6233
698 | 886307 | 2022-01-10 06:30 | 0 | 6:30 | 0.27095 | 1 | 6.7812e-06 | 0.075347 | 17.8125 | 0.012432 | FALSE | 0 | 0 | 0 | 0 | 0.012432 | 817.8125 | 56.6233
699 | 886307 | 2022-01-10 06:45 | 0 | 6:45 | 0.28137 | 1 | 6.7812e-06 | 0.075347 | 74.4358 | 0.01418 | TRUE | 500 | 5.5556 | 0.70901 | 0.19501 | 0.13826 | 874.4358 | -56.6233
700 | 886307 | 2022-01-10 07:00 | 0 | 7:00 | 0.29178 | 1 | 6.7812e-06 | 0.075347 | 17.8125 | 0.012432 | FALSE | 0 | 0 | 0 | 0 | 0.012432 | 817.8125 | 56.6233
701 | 886307 | 2022-01-10 07:15 | 0 | 7:15 | 0.3022 | 1 | 6.7812e-06 | 0.075347 | 74.4358 | 0.01418 | TRUE | 500 | 5.5556 | 0.70901 | 0.19501 | 0.13826 | 874.4358 | -56.6233
702 | 886307 | 2022-01-10 07:30 | 0 | 7:30 | 0.31262 | 1 | 6.7812e-06 | 0.075347 | 17.8125 | 0.012432 | FALSE | 0 | 0 | 0 | 0 | 0.012432 | 817.8125 | 56.6233
703 | 886307 | 2022-01-10 07:45 | 0 | 7:45 | 0.32303 | 1 | 6.7812e-06 | 0.075347 | 74.4358 | 0.01418 | TRUE | 500 | 5.5556 | 0.70901 | 0.19501 | 0.13826 | 874.4358 | -56.6233
704 | 886307 | 2022-01-10 08:00 | 0 | 8:00 | 0.33345 | 1 | 6.7812e-06 | 0.075347 | 17.8125 | 0.012432 | FALSE | 0 | 0 | 0 | 0 | 0.012432 | 817.8125 | 56.6233
705 | 886307 | 2022-01-10 08:15 | 0 | 8:15 | 0.34387 | 1 | 6.7812e-06 | 0.075347 | 74.4358 | 0.01418 | TRUE | 500 | 5.5556 | 0.70901 | 0.19501 | 0.13826 | 874.4358 | -56.6233
706 | 886307 | 2022-01-10 08:30 | 0 | 8:30 | 0.35428 | 3 | 2.0344e-05 | 0.22604 | 17.8125 | 0.012432 | FALSE | 0 | 0 | 0 | 0 | 0.012432 | 817.8125 | 192.2483
707 | 886307 | 2022-01-10 08:45 | 0 | 8:45 | 0.3647 | 3 | 2.0344e-05 | 0.22604 | 210.0608 | 0.018366 | TRUE | 500 | 5.5556 | 0.9183 | 0.31466 | 0.28896 | 1010.0608 | -56.6233
708 | 886307 | 2022-01-10 09:00 | 0 | 9:00 | 0.37512 | 2 | 1.3562e-05 | 0.15069 | 153.4375 | 0.016618 | TRUE | 500 | 5.5556 | 0.83092 | 0.27204 | 0.22604 | 953.4375 | -67.8125
709 | 886307 | 2022-01-10 09:15 | 0 | 9:15 | 0.38553 | 2 | 1.3562e-05 | 0.15069 | 85.625 | 0.014525 | TRUE | 500 | 5.5556 | 0.72627 | 0.20749 | 0.15069 | 885.625 | 0
710 | 886307 | 2022-01-10 09:30 | 0 | 9:30 | 0.39595 | 2 | 1.3562e-05 | 0.15069 | 85.625 | 0.014525 | TRUE | 500 | 5.5556 | 0.72627 | 0.20749 | 0.15069 | 885.625 | 0
711 | 886307 | 2022-01-10 09:45 | 0 | 9:45 | 0.40637 | 2 | 1.3562e-05 | 0.15069 | 85.625 | 0.014525 | TRUE | 500 | 5.5556 | 0.72627 | 0.20749 | 0.15069 | 885.625 | 0
712 | 886307 | 2022-01-10 10:00 | 0 | 10:00 | 0.41678 | 2 | 1.3562e-05 | 0.15069 | 85.625 | 0.014525 | TRUE | 500 | 5.5556 | 0.72627 | 0.20749 | 0.15069 | 885.625 | 0
713 | 886307 | 2022-01-10 10:15 | 0 | 10:15 | 0.4272 | 2 | 1.3562e-05 | 0.15069 | 85.625 | 0.014525 | TRUE | 500 | 5.5556 | 0.72627 | 0.20749 | 0.15069 | 885.625 | 0
714 | 886307 | 2022-01-10 10:30 | 0 | 10:30 | 0.43762 | 2 | 1.3562e-05 | 0.15069 | 85.625 | 0.014525 | TRUE | 500 | 5.5556 | 0.72627 | 0.20749 | 0.15069 | 885.625 | 0
715 | 886307 | 2022-01-10 10:45 | 0 | 10:45 | 0.44803 | 2 | 1.3562e-05 | 0.15069 | 85.625 | 0.014525 | TRUE | 500 | 5.5556 | 0.72627 | 0.20749 | 0.15069 | 885.625 | 0
716 | 886307 | 2022-01-10 11:00 | 0 | 11:00 | 0.45845 | 2 | 1.3562e-05 | 0.15069 | 85.625 | 0.014525 | TRUE | 500 | 5.5556 | 0.72627 | 0.20749 | 0.15069 | 885.625 | 0
717 | 886307 | 2022-01-10 11:15 | 0 | 11:15 | 0.46887 | 2 | 1.3562e-05 | 0.15069 | 85.625 | 0.014525 | TRUE | 500 | 5.5556 | 0.72627 | 0.20749 | 0.15069 | 885.625 | 0
718 | 886307 | 2022-01-10 11:30 | 0 | 11:30 | 0.47928 | 2 | 1.3562e-05 | 0.15069 | 85.625 | 0.014525 | TRUE | 500 | 5.5556 | 0.72627 | 0.20749 | 0.15069 | 885.625 | 0
719 | 886307 | 2022-01-10 11:45 | 0 | 11:45 | 0.4897 | 2 | 1.3562e-05 | 0.15069 | 85.625 | 0.014525 | TRUE | 500 | 5.5556 | 0.72627 | 0.20749 | 0.15069 | 885.625 | 0
720 | 886307 | 2022-01-10 12:00 | 0 | 12:00 | 0.50012 | 0 | 0 | 0 | 85.625 | 0.014525 | TRUE | 500 | 5.5556 | 0.72627 | 0.20749 | 0.15069 | 885.625 | -135.625
721 | 886307 | 2022-01-10 12:15 | 0 | 12:15 | 0.51053 | 0 | 0 | 0 | -50 | 0.01034 | FALSE | 0 | 0 | 0 | 0 | 0.01034 | 750 | -9.3056
722 | 886307 | 2022-01-10 12:30 | 0 | 12:30 | 0.52095 | 2 | 1.3562e-05 | 0.15069 | -59.3056 | 0.010052 | FALSE | 0 | 0 | 0 | 0 | 0.010052 | 740.6944 | 126.5779
723 | 886307 | 2022-01-10 12:45 | 0 | 12:45 | 0.53137 | 2 | 1.3562e-05 | 0.15069 | 67.2724 | 0.013959 | TRUE | 500 | 5.5556 | 0.69795 | 0.18669 | 0.1303 | 867.2724 | 18.3526
724 | 886307 | 2022-01-10 13:00 | 0 | 13:00 | 0.54178 | 3 | 2.0344e-05 | 0.22604 | 85.625 | 0.014525 | TRUE | 500 | 5.5556 | 0.72627 | 0.20749 | 0.15069 | 885.625 | 67.8125
725 | 886307 | 2022-01-10 13:15 | 0 | 13:15 | 0.5522 | 3 | 2.0344e-05 | 0.22604 | 153.4375 | 0.016618 | TRUE | 500 | 5.5556 | 0.83092 | 0.27204 | 0.22604 | 953.4375 | 0
726 | 886307 | 2022-01-10 13:30 | 0 | 13:30 | 0.56262 | 2 | 1.3562e-05 | 0.15069 | 153.4375 | 0.016618 | TRUE | 500 | 5.5556 | 0.83092 | 0.27204 | 0.22604 | 953.4375 | -67.8125
727 | 886307 | 2022-01-10 13:45 | 0 | 13:45 | 0.57303 | 2 | 1.3562e-05 | 0.15069 | 85.625 | 0.014525 | TRUE | 500 | 5.5556 | 0.72627 | 0.20749 | 0.15069 | 885.625 | 0
728 | 886307 | 2022-01-10 14:00 | 0 | 14:00 | 0.58345 | 2 | 1.3562e-05 | 0.15069 | 85.625 | 0.014525 | TRUE | 500 | 5.5556 | 0.72627 | 0.20749 | 0.15069 | 885.625 | 0
729 | 886307 | 2022-01-10 14:15 | 0 | 14:15 | 0.59387 | 2 | 1.3562e-05 | 0.15069 | 85.625 | 0.014525 | TRUE | 500 | 5.5556 | 0.72627 | 0.20749 | 0.15069 | 885.625 | 0
730 | 886307 | 2022-01-10 14:30 | 0 | 14:30 | 0.60428 | 2 | 1.3562e-05 | 0.15069 | 85.625 | 0.014525 | TRUE | 500 | 5.5556 | 0.72627 | 0.20749 | 0.15069 | 885.625 | 0
731 | 886307 | 2022-01-10 14:45 | 0 | 14:45 | 0.6147 | 2 | 1.3562e-05 | 0.15069 | 85.625 | 0.014525 | TRUE | 500 | 5.5556 | 0.72627 | 0.20749 | 0.15069 | 885.625 | 0
732 | 886307 | 2022-01-10 15:00 | 0 | 15:00 | 0.62512 | 2 | 1.3562e-05 | 0.15069 | 85.625 | 0.014525 | TRUE | 500 | 5.5556 | 0.72627 | 0.20749 | 0.15069 | 885.625 | 0
733 | 886307 | 2022-01-10 15:15 | 0 | 15:15 | 0.63553 | 2 | 1.3562e-05 | 0.15069 | 85.625 | 0.014525 | TRUE | 500 | 5.5556 | 0.72627 | 0.20749 | 0.15069 | 885.625 | 0
734 | 886307 | 2022-01-10 15:30 | 0 | 15:30 | 0.64595 | 2 | 1.3562e-05 | 0.15069 | 85.625 | 0.014525 | TRUE | 500 | 5.5556 | 0.72627 | 0.20749 | 0.15069 | 885.625 | 0
735 | 886307 | 2022-01-10 15:45 | 0 | 15:45 | 0.65637 | 2 | 1.3562e-05 | 0.15069 | 85.625 | 0.014525 | TRUE | 500 | 5.5556 | 0.72627 | 0.20749 | 0.15069 | 885.625 | 0
736 | 886307 | 2022-01-10 16:00 | 0 | 16:00 | 0.66678 | 0 | 0 | 0 | 85.625 | 0.014525 | TRUE | 500 | 5.5556 | 0.72627 | 0.20749 | 0.15069 | 885.625 | -135.625
737 | 886307 | 2022-01-10 16:15 | 0 | 16:15 | 0.6772 | 0 | 0 | 0 | -50 | 0.01034 | FALSE | 0 | 0 | 0 | 0 | 0.01034 | 750 | -9.3056
738 | 886307 | 2022-01-10 16:30 | 0 | 16:30 | 0.68762 | 0 | 0 | 0 | -59.3056 | 0.010052 | FALSE | 0 | 0 | 0 | 0 | 0.010052 | 740.6944 | -9.0471
739 | 886307 | 2022-01-10 16:45 | 0 | 16:45 | 0.69803 | 0 | 0 | 0 | -68.3526 | 0.0097731 | FALSE | 0 | 0 | 0 | 0 | 0.0097731 | 731.6474 | -8.7958
740 | 886307 | 2022-01-10 17:00 | 0 | 17:00 | 0.70845 | 0 | 0 | 0 | -77.1484 | 0.0095016 | FALSE | 0 | 0 | 0 | 0 | 0.0095016 | 722.8516 | -8.5514
741 | 886307 | 2022-01-10 17:15 | 0 | 17:15 | 0.71887 | 0 | 0 | 0 | -85.6998 | 0.0092377 | FALSE | 0 | 0 | 0 | 0 | 0.0092377 | 714.3002 | -8.3139
742 | 886307 | 2022-01-10 17:30 | 0 | 17:30 | 0.72928 | 0 | 0 | 0 | -94.0137 | 0.0089811 | FALSE | 0 | 0 | 0 | 0 | 0.0089811 | 705.9863 | -8.083
743 | 886307 | 2022-01-10 17:45 | 0 | 17:45 | 0.7397 | 0 | 0 | 0 | -102.0967 | 0.0087316 | FALSE | 0 | 0 | 0 | 0 | 0.0087316 | 697.9033 | -7.8584
744 | 886307 | 2022-01-10 18:00 | 0 | 18:00 | 0.75012 | 0 | 0 | 0 | -109.9551 | 0.008489 | FALSE | 0 | 0 | 0 | 0 | 0.008489 | 690.0449 | -7.6401
745 | 886307 | 2022-01-10 18:15 | 0 | 18:15 | 0.76053 | 0 | 0 | 0 | -117.5952 | 0.0082532 | FALSE | 0 | 0 | 0 | 0 | 0.0082532 | 682.4048 | -7.4279
746 | 886307 | 2022-01-10 18:30 | 0 | 18:30 | 0.77095 | 0 | 0 | 0 | -125.0231 | 0.008024 | FALSE | 0 | 0 | 0 | 0 | 0.008024 | 674.9769 | -7.2216
747 | 886307 | 2022-01-10 18:45 | 0 | 18:45 | 0.78137 | 0 | 0 | 0 | -132.2447 | 0.0078011 | FALSE | 0 | 0 | 0 | 0 | 0.0078011 | 667.7553 | -7.021
748 | 886307 | 2022-01-10 19:00 | 0 | 19:00 | 0.79178 | 0 | 0 | 0 | -139.2657 | 0.0075844 | FALSE | 0 | 0 | 0 | 0 | 0.0075844 | 660.7343 | -6.826
749 | 886307 | 2022-01-10 19:15 | 0 | 19:15 | 0.8022 | 0 | 0 | 0 | -146.0916 | 0.0073737 | FALSE | 0 | 0 | 0 | 0 | 0.0073737 | 653.9084 | -6.6363
750 | 886307 | 2022-01-10 19:30 | 0 | 19:30 | 0.81262 | 0 | 0 | 0 | -152.728 | 0.0071689 | FALSE | 0 | 0 | 0 | 0 | 0.0071689 | 647.272 | -6.452
751 | 886307 | 2022-01-10 19:45 | 0 | 19:45 | 0.82303 | 0 | 0 | 0 | -159.18 | 0.0069698 | FALSE | 0 | 0 | 0 | 0 | 0.0069698 | 640.82 | -6.2728
752 | 886307 | 2022-01-10 20:00 | 0 | 20:00 | 0.83345 | 0 | 0 | 0 | -165.4528 | 0.0067761 | FALSE | 0 | 0 | 0 | 0 | 0.0067761 | 634.5472 | -6.0985
753 | 886307 | 2022-01-10 20:15 | 0 | 20:15 | 0.84387 | 0 | 0 | 0 | -171.5513 | 0.0065879 | FALSE | 0 | 0 | 0 | 0 | 0.0065879 | 628.4487 | -5.9291
754 | 886307 | 2022-01-10 20:30 | 0 | 20:30 | 0.85428 | 0 | 0 | 0 | -177.4804 | 0.0064049 | FALSE | 0 | 0 | 0 | 0 | 0.0064049 | 622.5196 | -5.7644
755 | 886307 | 2022-01-10 20:45 | 0 | 20:45 | 0.8647 | 0 | 0 | 0 | -183.2449 | 0.006227 | FALSE | 0 | 0 | 0 | 0 | 0.006227 | 616.7551 | -5.6043
756 | 886307 | 2022-01-10 21:00 | 0 | 21:00 | 0.87512 | 0 | 0 | 0 | -188.8492 | 0.006054 | FALSE | 0 | 0 | 0 | 0 | 0.006054 | 611.1508 | -5.4486
757 | 886307 | 2022-01-10 21:15 | 0 | 21:15 | 0.88553 | 0 | 0 | 0 | -194.2978 | 0.0058859 | FALSE | 0 | 0 | 0 | 0 | 0.0058859 | 605.7022 | -5.2973
758 | 886307 | 2022-01-10 21:30 | 0 | 21:30 | 0.89595 | 0 | 0 | 0 | -199.5951 | 0.0057224 | FALSE | 0 | 0 | 0 | 0 | 0.0057224 | 600.4049 | -5.1501
759 | 886307 | 2022-01-10 21:45 | 0 | 21:45 | 0.90637 | 0 | 0 | 0 | -204.7452 | 0.0055634 | FALSE | 0 | 0 | 0 | 0 | 0.0055634 | 595.2548 | -5.0071
760 | 886307 | 2022-01-10 22:00 | 0 | 22:00 | 0.91678 | 0 | 0 | 0 | -209.7523 | 0.0054089 | FALSE | 0 | 0 | 0 | 0 | 0.0054089 | 590.2477 | -4.868
761 | 886307 | 2022-01-10 22:15 | 0 | 22:15 | 0.9272 | 0 | 0 | 0 | -214.6203 | 0.0052586 | FALSE | 0 | 0 | 0 | 0 | 0.0052586 | 585.3797 | -4.7328
762 | 886307 | 2022-01-10 22:30 | 0 | 22:30 | 0.93762 | 0 | 0 | 0 | -219.3531 | 0.0051126 | FALSE | 0 | 0 | 0 | 0 | 0.0051126 | 580.6469 | -4.6013
763 | 886307 | 2022-01-10 22:45 | 0 | 22:45 | 0.94803 | 0 | 0 | 0 | -223.9544 | 0.0049705 | FALSE | 0 | 0 | 0 | 0 | 0.0049705 | 576.0456 | -4.4735
764 | 886307 | 2022-01-10 23:00 | 0 | 23:00 | 0.95845 | 0 | 0 | 0 | -228.4279 | 0.0048325 | FALSE | 0 | 0 | 0 | 0 | 0.0048325 | 571.5721 | -4.3492
765 | 886307 | 2022-01-10 23:15 | 0 | 23:15 | 0.96887 | 0 | 0 | 0 | -232.7771 | 0.0046982 | FALSE | 0 | 0 | 0 | 0 | 0.0046982 | 567.2229 | -4.2284
766 | 886307 | 2022-01-10 23:30 | 0 | 23:30 | 0.97928 | 0 | 0 | 0 | -237.0055 | 0.0045677 | FALSE | 0 | 0 | 0 | 0 | 0.0045677 | 562.9945 | -4.111
767 | 886307 | 2022-01-10 23:45 | 0 | 23:45 | 0.9897 | 0 | 0 | 0 | -241.1165 | 0.0044409 | FALSE | 0 | 0 | 0 | 0 | 0.0044409 | 558.8835 | -3.9968
768 | 886307 | 2022-01-11 | 1 | 0:00 | 1899-12-31 | 1 | 6.7812e-06 | 0.075347 | -245.1132 | 0.0043175 | FALSE | 0 | 0 | 0 | 0 | 0.0043175 | 554.8868 | 63.9268
769 | 886307 | 2022-01-11 00:15 | 1 | 0:15 | 1899-12-31 00:15 | 1 | 6.7812e-06 | 0.075347 | -181.1865 | 0.0062905 | FALSE | 0 | 0 | 0 | 0 | 0.0062905 | 618.8135 | 62.151
770 | 886307 | 2022-01-11 00:30 | 1 | 0:30 | 1899-12-31 00:30 | 1 | 6.7812e-06 | 0.075347 | -119.0355 | 0.0082088 | FALSE | 0 | 0 | 0 | 0 | 0.0082088 | 680.9645 | 60.4246
771 | 886307 | 2022-01-11 00:45 | 1 | 0:45 | 1899-12-31 00:45 | 1 | 6.7812e-06 | 0.075347 | -58.6109 | 0.010074 | FALSE | 0 | 0 | 0 | 0 | 0.010074 | 741.3891 | 58.7461
772 | 886307 | 2022-01-11 01:00 | 1 | 1:00 | 1899-12-31 01:00 | 1 | 6.7812e-06 | 0.075347 | 0.13528 | 0.011887 | FALSE | 0 | 0 | 0 | 0 | 0.011887 | 800.1353 | 57.1143
773 | 886307 | 2022-01-11 01:15 | 1 | 1:15 | 1899-12-31 01:15 | 1 | 6.7812e-06 | 0.075347 | 57.2496 | 0.01365 | TRUE | 500 | 5.5556 | 0.68248 | 0.17461 | 0.11917 | 857.2496 | -39.4371
774 | 886307 | 2022-01-11 01:30 | 1 | 1:30 | 1899-12-31 01:30 | 1 | 6.7812e-06 | 0.075347 | 17.8125 | 0.012432 | FALSE | 0 | 0 | 0 | 0 | 0.012432 | 817.8125 | 56.6233
775 | 886307 | 2022-01-11 01:45 | 1 | 1:45 | 1899-12-31 01:45 | 1 | 6.7812e-06 | 0.075347 | 74.4358 | 0.01418 | TRUE | 500 | 5.5556 | 0.70901 | 0.19501 | 0.13826 | 874.4358 | -56.6233
776 | 886307 | 2022-01-11 02:00 | 1 | 2:00 | 1899-12-31 02:00 | 1 | 6.7812e-06 | 0.075347 | 17.8125 | 0.012432 | FALSE | 0 | 0 | 0 | 0 | 0.012432 | 817.8125 | 56.6233
777 | 886307 | 2022-01-11 02:15 | 1 | 2:15 | 1899-12-31 02:15 | 1 | 6.7812e-06 | 0.075347 | 74.4358 | 0.01418 | TRUE | 500 | 5.5556 | 0.70901 | 0.19501 | 0.13826 | 874.4358 | -56.6233
778 | 886307 | 2022-01-11 02:30 | 1 | 2:30 | 1899-12-31 02:30 | 1 | 6.7812e-06 | 0.075347 | 17.8125 | 0.012432 | FALSE | 0 | 0 | 0 | 0 | 0.012432 | 817.8125 | 56.6233
779 | 886307 | 2022-01-11 02:45 | 1 | 2:45 | 1899-12-31 02:45 | 1 | 6.7812e-06 | 0.075347 | 74.4358 | 0.01418 | TRUE | 500 | 5.5556 | 0.70901 | 0.19501 | 0.13826 | 874.4358 | -56.6233
780 | 886307 | 2022-01-11 03:00 | 1 | 3:00 | 1899-12-31 03:00 | 1 | 6.7812e-06 | 0.075347 | 17.8125 | 0.012432 | FALSE | 0 | 0 | 0 | 0 | 0.012432 | 817.8125 | 56.6233
781 | 886307 | 2022-01-11 03:15 | 1 | 3:15 | 1899-12-31 03:15 | 1 | 6.7812e-06 | 0.075347 | 74.4358 | 0.01418 | TRUE | 500 | 5.5556 | 0.70901 | 0.19501 | 0.13826 | 874.4358 | -56.6233
782 | 886307 | 2022-01-11 03:30 | 1 | 3:30 | 1899-12-31 03:30 | 1 | 6.7812e-06 | 0.075347 | 17.8125 | 0.012432 | FALSE | 0 | 0 | 0 | 0 | 0.012432 | 817.8125 | 56.6233
783 | 886307 | 2022-01-11 03:45 | 1 | 3:45 | 1899-12-31 03:45 | 1 | 6.7812e-06 | 0.075347 | 74.4358 | 0.01418 | TRUE | 500 | 5.5556 | 0.70901 | 0.19501 | 0.13826 | 874.4358 | -56.6233
784 | 886307 | 2022-01-11 04:00 | 1 | 4:00 | 1899-12-31 04:00 | 1 | 6.7812e-06 | 0.075347 | 17.8125 | 0.012432 | FALSE | 0 | 0 | 0 | 0 | 0.012432 | 817.8125 | 56.6233
785 | 886307 | 2022-01-11 04:15 | 1 | 4:15 | 1899-12-31 04:15 | 1 | 6.7812e-06 | 0.075347 | 74.4358 | 0.01418 | TRUE | 500 | 5.5556 | 0.70901 | 0.19501 | 0.13826 | 874.4358 | -56.6233
786 | 886307 | 2022-01-11 04:30 | 1 | 4:30 | 1899-12-31 04:30 | 1 | 6.7812e-06 | 0.075347 | 17.8125 | 0.012432 | FALSE | 0 | 0 | 0 | 0 | 0.012432 | 817.8125 | 56.6233
787 | 886307 | 2022-01-11 04:45 | 1 | 4:45 | 1899-12-31 04:45 | 1 | 6.7812e-06 | 0.075347 | 74.4358 | 0.01418 | TRUE | 500 | 5.5556 | 0.70901 | 0.19501 | 0.13826 | 874.4358 | -56.6233
788 | 886307 | 2022-01-11 05:00 | 1 | 5:00 | 1899-12-31 05:00 | 1 | 6.7812e-06 | 0.075347 | 17.8125 | 0.012432 | FALSE | 0 | 0 | 0 | 0 | 0.012432 | 817.8125 | 56.6233
789 | 886307 | 2022-01-11 05:15 | 1 | 5:15 | 1899-12-31 05:15 | 1 | 6.7812e-06 | 0.075347 | 74.4358 | 0.01418 | TRUE | 500 | 5.5556 | 0.70901 | 0.19501 | 0.13826 | 874.4358 | -56.6233
790 | 886307 | 2022-01-11 05:30 | 1 | 5:30 | 1899-12-31 05:30 | 1 | 6.7812e-06 | 0.075347 | 17.8125 | 0.012432 | FALSE | 0 | 0 | 0 | 0 | 0.012432 | 817.8125 | 56.6233
791 | 886307 | 2022-01-11 05:45 | 1 | 5:45 | 1899-12-31 05:45 | 1 | 6.7812e-06 | 0.075347 | 74.4358 | 0.01418 | TRUE | 500 | 5.5556 | 0.70901 | 0.19501 | 0.13826 | 874.4358 | -56.6233
792 | 886307 | 2022-01-11 06:00 | 1 | 6:00 | 1899-12-31 06:00 | 1 | 6.7812e-06 | 0.075347 | 17.8125 | 0.012432 | FALSE | 0 | 0 | 0 | 0 | 0.012432 | 817.8125 | 56.6233
793 | 886307 | 2022-01-11 06:15 | 1 | 6:15 | 1899-12-31 06:15 | 1 | 6.7812e-06 | 0.075347 | 74.4358 | 0.01418 | TRUE | 500 | 5.5556 | 0.70901 | 0.19501 | 0.13826 | 874.4358 | -56.6233
794 | 886307 | 2022-01-11 06:30 | 1 | 6:30 | 1899-12-31 06:30 | 1 | 6.7812e-06 | 0.075347 | 17.8125 | 0.012432 | FALSE | 0 | 0 | 0 | 0 | 0.012432 | 817.8125 | 56.6233
795 | 886307 | 2022-01-11 06:45 | 1 | 6:45 | 1899-12-31 06:45 | 1 | 6.7812e-06 | 0.075347 | 74.4358 | 0.01418 | TRUE | 500 | 5.5556 | 0.70901 | 0.19501 | 0.13826 | 874.4358 | -56.6233
796 | 886307 | 2022-01-11 07:00 | 1 | 7:00 | 1899-12-31 07:00 | 1 | 6.7812e-06 | 0.075347 | 17.8125 | 0.012432 | FALSE | 0 | 0 | 0 | 0 | 0.012432 | 817.8125 | 56.6233
797 | 886307 | 2022-01-11 07:15 | 1 | 7:15 | 1899-12-31 07:15 | 1 | 6.7812e-06 | 0.075347 | 74.4358 | 0.01418 | TRUE | 500 | 5.5556 | 0.70901 | 0.19501 | 0.13826 | 874.4358 | -56.6233
798 | 886307 | 2022-01-11 07:30 | 1 | 7:30 | 1899-12-31 07:30 | 1 | 6.7812e-06 | 0.075347 | 17.8125 | 0.012432 | FALSE | 0 | 0 | 0 | 0 | 0.012432 | 817.8125 | 56.6233
799 | 886307 | 2022-01-11 07:45 | 1 | 7:45 | 1899-12-31 07:45 | 1 | 6.7812e-06 | 0.075347 | 74.4358 | 0.01418 | TRUE | 500 | 5.5556 | 0.70901 | 0.19501 | 0.13826 | 874.4358 | -56.6233
800 | 886307 | 2022-01-11 08:00 | 1 | 8:00 | 1899-12-31 08:00 | 1 | 6.7812e-06 | 0.075347 | 17.8125 | 0.012432 | FALSE | 0 | 0 | 0 | 0 | 0.012432 | 817.8125 | 56.6233
801 | 886307 | 2022-01-11 08:15 | 1 | 8:15 | 1899-12-31 08:15 | 1 | 6.7812e-06 | 0.075347 | 74.4358 | 0.01418 | TRUE | 500 | 5.5556 | 0.70901 | 0.19501 | 0.13826 | 874.4358 | -56.6233
802 | 886307 | 2022-01-11 08:30 | 1 | 8:30 | 1899-12-31 08:30 | 3 | 2.0344e-05 | 0.22604 | 17.8125 | 0.012432 | FALSE | 0 | 0 | 0 | 0 | 0.012432 | 817.8125 | 192.2483
803 | 886307 | 2022-01-11 08:45 | 1 | 8:45 | 1899-12-31 08:45 | 3 | 2.0344e-05 | 0.22604 | 210.0608 | 0.018366 | TRUE | 500 | 5.5556 | 0.9183 | 0.31466 | 0.28896 | 1010.0608 | -56.6233
804 | 886307 | 2022-01-11 09:00 | 1 | 9:00 | 1899-12-31 09:00 | 2 | 1.3562e-05 | 0.15069 | 153.4375 | 0.016618 | TRUE | 500 | 5.5556 | 0.83092 | 0.27204 | 0.22604 | 953.4375 | -67.8125
805 | 886307 | 2022-01-11 09:15 | 1 | 9:15 | 1899-12-31 09:15 | 2 | 1.3562e-05 | 0.15069 | 85.625 | 0.014525 | TRUE | 500 | 5.5556 | 0.72627 | 0.20749 | 0.15069 | 885.625 | 0
806 | 886307 | 2022-01-11 09:30 | 1 | 9:30 | 1899-12-31 09:30 | 2 | 1.3562e-05 | 0.15069 | 85.625 | 0.014525 | TRUE | 500 | 5.5556 | 0.72627 | 0.20749 | 0.15069 | 885.625 | 0
807 | 886307 | 2022-01-11 09:45 | 1 | 9:45 | 1899-12-31 09:45 | 2 | 1.3562e-05 | 0.15069 | 85.625 | 0.014525 | TRUE | 500 | 5.5556 | 0.72627 | 0.20749 | 0.15069 | 885.625 | 0
808 | 886307 | 2022-01-11 10:00 | 1 | 10:00 | 1899-12-31 10:00 | 2 | 1.3562e-05 | 0.15069 | 85.625 | 0.014525 | TRUE | 500 | 5.5556 | 0.72627 | 0.20749 | 0.15069 | 885.625 | 0
809 | 886307 | 2022-01-11 10:15 | 1 | 10:15 | 1899-12-31 10:15 | 2 | 1.3562e-05 | 0.15069 | 85.625 | 0.014525 | TRUE | 500 | 5.5556 | 0.72627 | 0.20749 | 0.15069 | 885.625 | 0
810 | 886307 | 2022-01-11 10:30 | 1 | 10:30 | 1899-12-31 10:30 | 2 | 1.3562e-05 | 0.15069 | 85.625 | 0.014525 | TRUE | 500 | 5.5556 | 0.72627 | 0.20749 | 0.15069 | 885.625 | 0
811 | 886307 | 2022-01-11 10:45 | 1 | 10:45 | 1899-12-31 10:45 | 2 | 1.3562e-05 | 0.15069 | 85.625 | 0.014525 | TRUE | 500 | 5.5556 | 0.72627 | 0.20749 | 0.15069 | 885.625 | 0
812 | 886307 | 2022-01-11 11:00 | 1 | 11:00 | 1899-12-31 11:00 | 2 | 1.3562e-05 | 0.15069 | 85.625 | 0.014525 | TRUE | 500 | 5.5556 | 0.72627 | 0.20749 | 0.15069 | 885.625 | 0
813 | 886307 | 2022-01-11 11:15 | 1 | 11:15 | 1899-12-31 11:15 | 2 | 1.3562e-05 | 0.15069 | 85.625 | 0.014525 | TRUE | 500 | 5.5556 | 0.72627 | 0.20749 | 0.15069 | 885.625 | 0
814 | 886307 | 2022-01-11 11:30 | 1 | 11:30 | 1899-12-31 11:30 | 2 | 1.3562e-05 | 0.15069 | 85.625 | 0.014525 | TRUE | 500 | 5.5556 | 0.72627 | 0.20749 | 0.15069 | 885.625 | 0
815 | 886307 | 2022-01-11 11:45 | 1 | 11:45 | 1899-12-31 11:45 | 2 | 1.3562e-05 | 0.15069 | 85.625 | 0.014525 | TRUE | 500 | 5.5556 | 0.72627 | 0.20749 | 0.15069 | 885.625 | 0
816 | 886307 | 2022-01-11 12:00 | 1 | 12:00 | 1899-12-31 12:00 | 0 | 0 | 0 | 85.625 | 0.014525 | TRUE | 500 | 5.5556 | 0.72627 | 0.20749 | 0.15069 | 885.625 | -135.625
817 | 886307 | 2022-01-11 12:15 | 1 | 12:15 | 1899-12-31 12:15 | 0 | 0 | 0 | -50 | 0.01034 | FALSE | 0 | 0 | 0 | 0 | 0.01034 | 750 | -9.3056
818 | 886307 | 2022-01-11 12:30 | 1 | 12:30 | 1899-12-31 12:30 | 2 | 1.3562e-05 | 0.15069 | -59.3056 | 0.010052 | FALSE | 0 | 0 | 0 | 0 | 0.010052 | 740.6944 | 126.5779
819 | 886307 | 2022-01-11 12:45 | 1 | 12:45 | 1899-12-31 12:45 | 2 | 1.3562e-05 | 0.15069 | 67.2724 | 0.013959 | TRUE | 500 | 5.5556 | 0.69795 | 0.18669 | 0.1303 | 867.2724 | 18.3526
820 | 886307 | 2022-01-11 13:00 | 1 | 13:00 | 1899-12-31 13:00 | 3 | 2.0344e-05 | 0.22604 | 85.625 | 0.014525 | TRUE | 500 | 5.5556 | 0.72627 | 0.20749 | 0.15069 | 885.625 | 67.8125
821 | 886307 | 2022-01-11 13:15 | 1 | 13:15 | 1899-12-31 13:15 | 3 | 2.0344e-05 | 0.22604 | 153.4375 | 0.016618 | TRUE | 500 | 5.5556 | 0.83092 | 0.27204 | 0.22604 | 953.4375 | 0
822 | 886307 | 2022-01-11 13:30 | 1 | 13:30 | 1899-12-31 13:30 | 2 | 1.3562e-05 | 0.15069 | 153.4375 | 0.016618 | TRUE | 500 | 5.5556 | 0.83092 | 0.27204 | 0.22604 | 953.4375 | -67.8125
823 | 886307 | 2022-01-11 13:45 | 1 | 13:45 | 1899-12-31 13:45 | 2 | 1.3562e-05 | 0.15069 | 85.625 | 0.014525 | TRUE | 500 | 5.5556 | 0.72627 | 0.20749 | 0.15069 | 885.625 | 0
824 | 886307 | 2022-01-11 14:00 | 1 | 14:00 | 1899-12-31 14:00 | 2 | 1.3562e-05 | 0.15069 | 85.625 | 0.014525 | TRUE | 500 | 5.5556 | 0.72627 | 0.20749 | 0.15069 | 885.625 | 0
825 | 886307 | 2022-01-11 14:15 | 1 | 14:15 | 1899-12-31 14:15 | 2 | 1.3562e-05 | 0.15069 | 85.625 | 0.014525 | TRUE | 500 | 5.5556 | 0.72627 | 0.20749 | 0.15069 | 885.625 | 0
826 | 886307 | 2022-01-11 14:30 | 1 | 14:30 | 1899-12-31 14:30 | 2 | 1.3562e-05 | 0.15069 | 85.625 | 0.014525 | TRUE | 500 | 5.5556 | 0.72627 | 0.20749 | 0.15069 | 885.625 | 0
827 | 886307 | 2022-01-11 14:45 | 1 | 14:45 | 1899-12-31 14:45 | 2 | 1.3562e-05 | 0.15069 | 85.625 | 0.014525 | TRUE | 500 | 5.5556 | 0.72627 | 0.20749 | 0.15069 | 885.625 | 0
828 | 886307 | 2022-01-11 15:00 | 1 | 15:00 | 1899-12-31 15:00 | 2 | 1.3562e-05 | 0.15069 | 85.625 | 0.014525 | TRUE | 500 | 5.5556 | 0.72627 | 0.20749 | 0.15069 | 885.625 | 0
829 | 886307 | 2022-01-11 15:15 | 1 | 15:15 | 1899-12-31 15:15 | 2 | 1.3562e-05 | 0.15069 | 85.625 | 0.014525 | TRUE | 500 | 5.5556 | 0.72627 | 0.20749 | 0.15069 | 885.625 | 0
830 | 886307 | 2022-01-11 15:30 | 1 | 15:30 | 1899-12-31 15:30 | 2 | 1.3562e-05 | 0.15069 | 85.625 | 0.014525 | TRUE | 500 | 5.5556 | 0.72627 | 0.20749 | 0.15069 | 885.625 | 0
831 | 886307 | 2022-01-11 15:45 | 1 | 15:45 | 1899-12-31 15:45 | 2 | 1.3562e-05 | 0.15069 | 85.625 | 0.014525 | TRUE | 500 | 5.5556 | 0.72627 | 0.20749 | 0.15069 | 885.625 | 0
832 | 886307 | 2022-01-11 16:00 | 1 | 16:00 | 1899-12-31 16:00 | 0 | 0 | 0 | 85.625 | 0.014525 | TRUE | 500 | 5.5556 | 0.72627 | 0.20749 | 0.15069 | 885.625 | -135.625
833 | 886307 | 2022-01-11 16:15 | 1 | 16:15 | 1899-12-31 16:15 | 0 | 0 | 0 | -50 | 0.01034 | FALSE | 0 | 0 | 0 | 0 | 0.01034 | 750 | -9.3056
834 | 886307 | 2022-01-11 16:30 | 1 | 16:30 | 1899-12-31 16:30 | 0 | 0 | 0 | -59.3056 | 0.010052 | FALSE | 0 | 0 | 0 | 0 | 0.010052 | 740.6944 | -9.0471
835 | 886307 | 2022-01-11 16:45 | 1 | 16:45 | 1899-12-31 16:45 | 0 | 0 | 0 | -68.3526 | 0.0097731 | FALSE | 0 | 0 | 0 | 0 | 0.0097731 | 731.6474 | -8.7958
836 | 886307 | 2022-01-11 17:00 | 1 | 17:00 | 1899-12-31 17:00 | 0 | 0 | 0 | -77.1484 | 0.0095016 | FALSE | 0 | 0 | 0 | 0 | 0.0095016 | 722.8516 | -8.5514
837 | 886307 | 2022-01-11 17:15 | 1 | 17:15 | 1899-12-31 17:15 | 0 | 0 | 0 | -85.6998 | 0.0092377 | FALSE | 0 | 0 | 0 | 0 | 0.0092377 | 714.3002 | -8.3139
838 | 886307 | 2022-01-11 17:30 | 1 | 17:30 | 1899-12-31 17:30 | 0 | 0 | 0 | -94.0137 | 0.0089811 | FALSE | 0 | 0 | 0 | 0 | 0.0089811 | 705.9863 | -8.083
839 | 886307 | 2022-01-11 17:45 | 1 | 17:45 | 1899-12-31 17:45 | 0 | 0 | 0 | -102.0967 | 0.0087316 | FALSE | 0 | 0 | 0 | 0 | 0.0087316 | 697.9033 | -7.8584
840 | 886307 | 2022-01-11 18:00 | 1 | 18:00 | 1899-12-31 18:00 | 0 | 0 | 0 | -109.9551 | 0.008489 | FALSE | 0 | 0 | 0 | 0 | 0.008489 | 690.0449 | -7.6401
841 | 886307 | 2022-01-11 18:15 | 1 | 18:15 | 1899-12-31 18:15 | 0 | 0 | 0 | -117.5952 | 0.0082532 | FALSE | 0 | 0 | 0 | 0 | 0.0082532 | 682.4048 | -7.4279
842 | 886307 | 2022-01-11 18:30 | 1 | 18:30 | 1899-12-31 18:30 | 0 | 0 | 0 | -125.0231 | 0.008024 | FALSE | 0 | 0 | 0 | 0 | 0.008024 | 674.9769 | -7.2216
843 | 886307 | 2022-01-11 18:45 | 1 | 18:45 | 1899-12-31 18:45 | 0 | 0 | 0 | -132.2447 | 0.0078011 | FALSE | 0 | 0 | 0 | 0 | 0.0078011 | 667.7553 | -7.021
844 | 886307 | 2022-01-11 19:00 | 1 | 19:00 | 1899-12-31 19:00 | 0 | 0 | 0 | -139.2657 | 0.0075844 | FALSE | 0 | 0 | 0 | 0 | 0.0075844 | 660.7343 | -6.826
845 | 886307 | 2022-01-11 19:15 | 1 | 19:15 | 1899-12-31 19:15 | 0 | 0 | 0 | -146.0916 | 0.0073737 | FALSE | 0 | 0 | 0 | 0 | 0.0073737 | 653.9084 | -6.6363
846 | 886307 | 2022-01-11 19:30 | 1 | 19:30 | 1899-12-31 19:30 | 0 | 0 | 0 | -152.728 | 0.0071689 | FALSE | 0 | 0 | 0 | 0 | 0.0071689 | 647.272 | -6.452
847 | 886307 | 2022-01-11 19:45 | 1 | 19:45 | 1899-12-31 19:45 | 0 | 0 | 0 | -159.18 | 0.0069698 | FALSE | 0 | 0 | 0 | 0 | 0.0069698 | 640.82 | -6.2728
848 | 886307 | 2022-01-11 20:00 | 1 | 20:00 | 1899-12-31 20:00 | 0 | 0 | 0 | -165.4528 | 0.0067761 | FALSE | 0 | 0 | 0 | 0 | 0.0067761 | 634.5472 | -6.0985
849 | 886307 | 2022-01-11 20:15 | 1 | 20:15 | 1899-12-31 20:15 | 0 | 0 | 0 | -171.5513 | 0.0065879 | FALSE | 0 | 0 | 0 | 0 | 0.0065879 | 628.4487 | -5.9291
850 | 886307 | 2022-01-11 20:30 | 1 | 20:30 | 1899-12-31 20:30 | 0 | 0 | 0 | -177.4804 | 0.0064049 | FALSE | 0 | 0 | 0 | 0 | 0.0064049 | 622.5196 | -5.7644
851 | 886307 | 2022-01-11 20:45 | 1 | 20:45 | 1899-12-31 20:45 | 0 | 0 | 0 | -183.2449 | 0.006227 | FALSE | 0 | 0 | 0 | 0 | 0.006227 | 616.7551 | -5.6043
852 | 886307 | 2022-01-11 21:00 | 1 | 21:00 | 1899-12-31 21:00 | 0 | 0 | 0 | -188.8492 | 0.006054 | FALSE | 0 | 0 | 0 | 0 | 0.006054 | 611.1508 | -5.4486
853 | 886307 | 2022-01-11 21:15 | 1 | 21:15 | 1899-12-31 21:15 | 0 | 0 | 0 | -194.2978 | 0.0058859 | FALSE | 0 | 0 | 0 | 0 | 0.0058859 | 605.7022 | -5.2973
854 | 886307 | 2022-01-11 21:30 | 1 | 21:30 | 1899-12-31 21:30 | 0 | 0 | 0 | -199.5951 | 0.0057224 | FALSE | 0 | 0 | 0 | 0 | 0.0057224 | 600.4049 | -5.1501
855 | 886307 | 2022-01-11 21:45 | 1 | 21:45 | 1899-12-31 21:45 | 0 | 0 | 0 | -204.7452 | 0.0055634 | FALSE | 0 | 0 | 0 | 0 | 0.0055634 | 595.2548 | -5.0071
856 | 886307 | 2022-01-11 22:00 | 1 | 22:00 | 1899-12-31 22:00 | 0 | 0 | 0 | -209.7523 | 0.0054089 | FALSE | 0 | 0 | 0 | 0 | 0.0054089 | 590.2477 | -4.868
857 | 886307 | 2022-01-11 22:15 | 1 | 22:15 | 1899-12-31 22:15 | 0 | 0 | 0 | -214.6203 | 0.0052586 | FALSE | 0 | 0 | 0 | 0 | 0.0052586 | 585.3797 | -4.7328
858 | 886307 | 2022-01-11 22:30 | 1 | 22:30 | 1899-12-31 22:30 | 0 | 0 | 0 | -219.3531 | 0.0051126 | FALSE | 0 | 0 | 0 | 0 | 0.0051126 | 580.6469 | -4.6013
859 | 886307 | 2022-01-11 22:45 | 1 | 22:45 | 1899-12-31 22:45 | 0 | 0 | 0 | -223.9544 | 0.0049705 | FALSE | 0 | 0 | 0 | 0 | 0.0049705 | 576.0456 | -4.4735
860 | 886307 | 2022-01-11 23:00 | 1 | 23:00 | 1899-12-31 23:00 | 0 | 0 | 0 | -228.4279 | 0.0048325 | FALSE | 0 | 0 | 0 | 0 | 0.0048325 | 571.5721 | -4.3492
861 | 886307 | 2022-01-11 23:15 | 1 | 23:15 | 1899-12-31 23:15 | 0 | 0 | 0 | -232.7771 | 0.0046982 | FALSE | 0 | 0 | 0 | 0 | 0.0046982 | 567.2229 | -4.2284
862 | 886307 | 2022-01-11 23:30 | 1 | 23:30 | 1899-12-31 23:30 | 0 | 0 | 0 | -237.0055 | 0.0045677 | FALSE | 0 | 0 | 0 | 0 | 0.0045677 | 562.9945 | -4.111
863 | 886307 | 2022-01-11 23:45 | 1 | 23:45 | 1899-12-31 23:45 | 0 | 0 | 0 | -241.1165 | 0.0044409 | FALSE | 0 | 0 | 0 | 0 | 0.0044409 | 558.8835 | -3.9968
864 | 886307 | 2022-01-12 | 2 | 0:00 | 1900-01-01 | 1 | 6.7812e-06 | 0.075347 | -245.1132 | 0.0043175 | FALSE | 0 | 0 | 0 | 0 | 0.0043175 | 554.8868 | 63.9268
865 | 886307 | 2022-01-12 00:15 | 2 | 0:15 | 1900-01-01 00:15 | 1 | 6.7812e-06 | 0.075347 | -181.1865 | 0.0062905 | FALSE | 0 | 0 | 0 | 0 | 0.0062905 | 618.8135 | 62.151
866 | 886307 | 2022-01-12 00:30 | 2 | 0:30 | 1900-01-01 00:30 | 1 | 6.7812e-06 | 0.075347 | -119.0355 | 0.0082088 | FALSE | 0 | 0 | 0 | 0 | 0.0082088 | 680.9645 | 60.4246
867 | 886307 | 2022-01-12 00:45 | 2 | 0:45 | 1900-01-01 00:45 | 1 | 6.7812e-06 | 0.075347 | -58.6109 | 0.010074 | FALSE | 0 | 0 | 0 | 0 | 0.010074 | 741.3891 | 58.7461
868 | 886307 | 2022-01-12 01:00 | 2 | 1:00 | 1900-01-01 01:00 | 1 | 6.7812e-06 | 0.075347 | 0.13528 | 0.011887 | FALSE | 0 | 0 | 0 | 0 | 0.011887 | 800.1353 | 57.1143
869 | 886307 | 2022-01-12 01:15 | 2 | 1:15 | 1900-01-01 01:15 | 1 | 6.7812e-06 | 0.075347 | 57.2496 | 0.01365 | TRUE | 500 | 5.5556 | 0.68248 | 0.17461 | 0.11917 | 857.2496 | -39.4371
870 | 886307 | 2022-01-12 01:30 | 2 | 1:30 | 1900-01-01 01:30 | 1 | 6.7812e-06 | 0.075347 | 17.8125 | 0.012432 | FALSE | 0 | 0 | 0 | 0 | 0.012432 | 817.8125 | 56.6233
871 | 886307 | 2022-01-12 01:45 | 2 | 1:45 | 1900-01-01 01:45 | 1 | 6.7812e-06 | 0.075347 | 74.4358 | 0.01418 | TRUE | 500 | 5.5556 | 0.70901 | 0.19501 | 0.13826 | 874.4358 | -56.6233
872 | 886307 | 2022-01-12 02:00 | 2 | 2:00 | 1900-01-01 02:00 | 1 | 6.7812e-06 | 0.075347 | 17.8125 | 0.012432 | FALSE | 0 | 0 | 0 | 0 | 0.012432 | 817.8125 | 56.6233
873 | 886307 | 2022-01-12 02:15 | 2 | 2:15 | 1900-01-01 02:15 | 1 | 6.7812e-06 | 0.075347 | 74.4358 | 0.01418 | TRUE | 500 | 5.5556 | 0.70901 | 0.19501 | 0.13826 | 874.4358 | -56.6233
874 | 886307 | 2022-01-12 02:30 | 2 | 2:30 | 1900-01-01 02:30 | 1 | 6.7812e-06 | 0.075347 | 17.8125 | 0.012432 | FALSE | 0 | 0 | 0 | 0 | 0.012432 | 817.8125 | 56.6233
875 | 886307 | 2022-01-12 02:45 | 2 | 2:45 | 1900-01-01 02:45 | 1 | 6.7812e-06 | 0.075347 | 74.4358 | 0.01418 | TRUE | 500 | 5.5556 | 0.70901 | 0.19501 | 0.13826 | 874.4358 | -56.6233
876 | 886307 | 2022-01-12 03:00 | 2 | 3:00 | 1900-01-01 03:00 | 1 | 6.7812e-06 | 0.075347 | 17.8125 | 0.012432 | FALSE | 0 | 0 | 0 | 0 | 0.012432 | 817.8125 | 56.6233
877 | 886307 | 2022-01-12 03:15 | 2 | 3:15 | 1900-01-01 03:15 | 1 | 6.7812e-06 | 0.075347 | 74.4358 | 0.01418 | TRUE | 500 | 5.5556 | 0.70901 | 0.19501 | 0.13826 | 874.4358 | -56.6233
878 | 886307 | 2022-01-12 03:30 | 2 | 3:30 | 1900-01-01 03:30 | 1 | 6.7812e-06 | 0.075347 | 17.8125 | 0.012432 | FALSE | 0 | 0 | 0 | 0 | 0.012432 | 817.8125 | 56.6233
879 | 886307 | 2022-01-12 03:45 | 2 | 3:45 | 1900-01-01 03:45 | 1 | 6.7812e-06 | 0.075347 | 74.4358 | 0.01418 | TRUE | 500 | 5.5556 | 0.70901 | 0.19501 | 0.13826 | 874.4358 | -56.6233
880 | 886307 | 2022-01-12 04:00 | 2 | 4:00 | 1900-01-01 04:00 | 1 | 6.7812e-06 | 0.075347 | 17.8125 | 0.012432 | FALSE | 0 | 0 | 0 | 0 | 0.012432 | 817.8125 | 56.6233
881 | 886307 | 2022-01-12 04:15 | 2 | 4:15 | 1900-01-01 04:15 | 1 | 6.7812e-06 | 0.075347 | 74.4358 | 0.01418 | TRUE | 500 | 5.5556 | 0.70901 | 0.19501 | 0.13826 | 874.4358 | -56.6233
882 | 886307 | 2022-01-12 04:30 | 2 | 4:30 | 1900-01-01 04:30 | 1 | 6.7812e-06 | 0.075347 | 17.8125 | 0.012432 | FALSE | 0 | 0 | 0 | 0 | 0.012432 | 817.8125 | 56.6233
883 | 886307 | 2022-01-12 04:45 | 2 | 4:45 | 1900-01-01 04:45 | 1 | 6.7812e-06 | 0.075347 | 74.4358 | 0.01418 | TRUE | 500 | 5.5556 | 0.70901 | 0.19501 | 0.13826 | 874.4358 | -56.6233
884 | 886307 | 2022-01-12 05:00 | 2 | 5:00 | 1900-01-01 05:00 | 1 | 6.7812e-06 | 0.075347 | 17.8125 | 0.012432 | FALSE | 0 | 0 | 0 | 0 | 0.012432 | 817.8125 | 56.6233
885 | 886307 | 2022-01-12 05:15 | 2 | 5:15 | 1900-01-01 05:15 | 1 | 6.7812e-06 | 0.075347 | 74.4358 | 0.01418 | TRUE | 500 | 5.5556 | 0.70901 | 0.19501 | 0.13826 | 874.4358 | -56.6233
886 | 886307 | 2022-01-12 05:30 | 2 | 5:30 | 1900-01-01 05:30 | 1 | 6.7812e-06 | 0.075347 | 17.8125 | 0.012432 | FALSE | 0 | 0 | 0 | 0 | 0.012432 | 817.8125 | 56.6233
887 | 886307 | 2022-01-12 05:45 | 2 | 5:45 | 1900-01-01 05:45 | 1 | 6.7812e-06 | 0.075347 | 74.4358 | 0.01418 | TRUE | 500 | 5.5556 | 0.70901 | 0.19501 | 0.13826 | 874.4358 | -56.6233
888 | 886307 | 2022-01-12 06:00 | 2 | 6:00 | 1900-01-01 06:00 | 1 | 6.7812e-06 | 0.075347 | 17.8125 | 0.012432 | FALSE | 0 | 0 | 0 | 0 | 0.012432 | 817.8125 | 56.6233
889 | 886307 | 2022-01-12 06:15 | 2 | 6:15 | 1900-01-01 06:15 | 1 | 6.7812e-06 | 0.075347 | 74.4358 | 0.01418 | TRUE | 500 | 5.5556 | 0.70901 | 0.19501 | 0.13826 | 874.4358 | -56.6233
890 | 886307 | 2022-01-12 06:30 | 2 | 6:30 | 1900-01-01 06:30 | 1 | 6.7812e-06 | 0.075347 | 17.8125 | 0.012432 | FALSE | 0 | 0 | 0 | 0 | 0.012432 | 817.8125 | 56.6233
891 | 886307 | 2022-01-12 06:45 | 2 | 6:45 | 1900-01-01 06:45 | 1 | 6.7812e-06 | 0.075347 | 74.4358 | 0.01418 | TRUE | 500 | 5.5556 | 0.70901 | 0.19501 | 0.13826 | 874.4358 | -56.6233
892 | 886307 | 2022-01-12 07:00 | 2 | 7:00 | 1900-01-01 07:00 | 1 | 6.7812e-06 | 0.075347 | 17.8125 | 0.012432 | FALSE | 0 | 0 | 0 | 0 | 0.012432 | 817.8125 | 56.6233
893 | 886307 | 2022-01-12 07:15 | 2 | 7:15 | 1900-01-01 07:15 | 1 | 6.7812e-06 | 0.075347 | 74.4358 | 0.01418 | TRUE | 500 | 5.5556 | 0.70901 | 0.19501 | 0.13826 | 874.4358 | -56.6233
894 | 886307 | 2022-01-12 07:30 | 2 | 7:30 | 1900-01-01 07:30 | 1 | 6.7812e-06 | 0.075347 | 17.8125 | 0.012432 | FALSE | 0 | 0 | 0 | 0 | 0.012432 | 817.8125 | 56.6233
895 | 886307 | 2022-01-12 07:45 | 2 | 7:45 | 1900-01-01 07:45 | 1 | 6.7812e-06 | 0.075347 | 74.4358 | 0.01418 | TRUE | 500 | 5.5556 | 0.70901 | 0.19501 | 0.13826 | 874.4358 | -56.6233
896 | 886307 | 2022-01-12 08:00 | 2 | 8:00 | 1900-01-01 08:00 | 1 | 6.7812e-06 | 0.075347 | 17.8125 | 0.012432 | FALSE | 0 | 0 | 0 | 0 | 0.012432 | 817.8125 | 56.6233
897 | 886307 | 2022-01-12 08:15 | 2 | 8:15 | 1900-01-01 08:15 | 1 | 6.7812e-06 | 0.075347 | 74.4358 | 0.01418 | TRUE | 500 | 5.5556 | 0.70901 | 0.19501 | 0.13826 | 874.4358 | -56.6233
898 | 886307 | 2022-01-12 08:30 | 2 | 8:30 | 1900-01-01 08:30 | 3 | 2.0344e-05 | 0.22604 | 17.8125 | 0.012432 | FALSE | 0 | 0 | 0 | 0 | 0.012432 | 817.8125 | 192.2483
899 | 886307 | 2022-01-12 08:45 | 2 | 8:45 | 1900-01-01 08:45 | 3 | 2.0344e-05 | 0.22604 | 210.0608 | 0.018366 | TRUE | 500 | 5.5556 | 0.9183 | 0.31466 | 0.28896 | 1010.0608 | -56.6233
900 | 886307 | 2022-01-12 09:00 | 2 | 9:00 | 1900-01-01 09:00 | 2 | 1.3562e-05 | 0.15069 | 153.4375 | 0.016618 | TRUE | 500 | 5.5556 | 0.83092 | 0.27204 | 0.22604 | 953.4375 | -67.8125
901 | 886307 | 2022-01-12 09:15 | 2 | 9:15 | 1900-01-01 09:15 | 2 | 1.3562e-05 | 0.15069 | 85.625 | 0.014525 | TRUE | 500 | 5.5556 | 0.72627 | 0.20749 | 0.15069 | 885.625 | 0
902 | 886307 | 2022-01-12 09:30 | 2 | 9:30 | 1900-01-01 09:30 | 2 | 1.3562e-05 | 0.15069 | 85.625 | 0.014525 | TRUE | 500 | 5.5556 | 0.72627 | 0.20749 | 0.15069 | 885.625 | 0
903 | 886307 | 2022-01-12 09:45 | 2 | 9:45 | 1900-01-01 09:45 | 2 | 1.3562e-05 | 0.15069 | 85.625 | 0.014525 | TRUE | 500 | 5.5556 | 0.72627 | 0.20749 | 0.15069 | 885.625 | 0
904 | 886307 | 2022-01-12 10:00 | 2 | 10:00 | 1900-01-01 10:00 | 2 | 1.3562e-05 | 0.15069 | 85.625 | 0.014525 | TRUE | 500 | 5.5556 | 0.72627 | 0.20749 | 0.15069 | 885.625 | 0
905 | 886307 | 2022-01-12 10:15 | 2 | 10:15 | 1900-01-01 10:15 | 2 | 1.3562e-05 | 0.15069 | 85.625 | 0.014525 | TRUE | 500 | 5.5556 | 0.72627 | 0.20749 | 0.15069 | 885.625 | 0
906 | 886307 | 2022-01-12 10:30 | 2 | 10:30 | 1900-01-01 10:30 | 2 | 1.3562e-05 | 0.15069 | 85.625 | 0.014525 | TRUE | 500 | 5.5556 | 0.72627 | 0.20749 | 0.15069 | 885.625 | 0
907 | 886307 | 2022-01-12 10:45 | 2 | 10:45 | 1900-01-01 10:45 | 2 | 1.3562e-05 | 0.15069 | 85.625 | 0.014525 | TRUE | 500 | 5.5556 | 0.72627 | 0.20749 | 0.15069 | 885.625 | 0
908 | 886307 | 2022-01-12 11:00 | 2 | 11:00 | 1900-01-01 11:00 | 2 | 1.3562e-05 | 0.15069 | 85.625 | 0.014525 | TRUE | 500 | 5.5556 | 0.72627 | 0.20749 | 0.15069 | 885.625 | 0
909 | 886307 | 2022-01-12 11:15 | 2 | 11:15 | 1900-01-01 11:15 | 2 | 1.3562e-05 | 0.15069 | 85.625 | 0.014525 | TRUE | 500 | 5.5556 | 0.72627 | 0.20749 | 0.15069 | 885.625 | 0
910 | 886307 | 2022-01-12 11:30 | 2 | 11:30 | 1900-01-01 11:30 | 2 | 1.3562e-05 | 0.15069 | 85.625 | 0.014525 | TRUE | 500 | 5.5556 | 0.72627 | 0.20749 | 0.15069 | 885.625 | 0
911 | 886307 | 2022-01-12 11:45 | 2 | 11:45 | 1900-01-01 11:45 | 2 | 1.3562e-05 | 0.15069 | 85.625 | 0.014525 | TRUE | 500 | 5.5556 | 0.72627 | 0.20749 | 0.15069 | 885.625 | 0
912 | 886307 | 2022-01-12 12:00 | 2 | 12:00 | 1900-01-01 12:00 | 0 | 0 | 0 | 85.625 | 0.014525 | TRUE | 500 | 5.5556 | 0.72627 | 0.20749 | 0.15069 | 885.625 | -135.625
913 | 886307 | 2022-01-12 12:15 | 2 | 12:15 | 1900-01-01 12:15 | 0 | 0 | 0 | -50 | 0.01034 | FALSE | 0 | 0 | 0 | 0 | 0.01034 | 750 | -9.3056
914 | 886307 | 2022-01-12 12:30 | 2 | 12:30 | 1900-01-01 12:30 | 2 | 1.3562e-05 | 0.15069 | -59.3056 | 0.010052 | FALSE | 0 | 0 | 0 | 0 | 0.010052 | 740.6944 | 126.5779
915 | 886307 | 2022-01-12 12:45 | 2 | 12:45 | 1900-01-01 12:45 | 2 | 1.3562e-05 | 0.15069 | 67.2724 | 0.013959 | TRUE | 500 | 5.5556 | 0.69795 | 0.18669 | 0.1303 | 867.2724 | 18.3526
916 | 886307 | 2022-01-12 13:00 | 2 | 13:00 | 1900-01-01 13:00 | 3 | 2.0344e-05 | 0.22604 | 85.625 | 0.014525 | TRUE | 500 | 5.5556 | 0.72627 | 0.20749 | 0.15069 | 885.625 | 67.8125
917 | 886307 | 2022-01-12 13:15 | 2 | 13:15 | 1900-01-01 13:15 | 3 | 2.0344e-05 | 0.22604 | 153.4375 | 0.016618 | TRUE | 500 | 5.5556 | 0.83092 | 0.27204 | 0.22604 | 953.4375 | 0
918 | 886307 | 2022-01-12 13:30 | 2 | 13:30 | 1900-01-01 13:30 | 2 | 1.3562e-05 | 0.15069 | 153.4375 | 0.016618 | TRUE | 500 | 5.5556 | 0.83092 | 0.27204 | 0.22604 | 953.4375 | -67.8125
919 | 886307 | 2022-01-12 13:45 | 2 | 13:45 | 1900-01-01 13:45 | 2 | 1.3562e-05 | 0.15069 | 85.625 | 0.014525 | TRUE | 500 | 5.5556 | 0.72627 | 0.20749 | 0.15069 | 885.625 | 0
920 | 886307 | 2022-01-12 14:00 | 2 | 14:00 | 1900-01-01 14:00 | 2 | 1.3562e-05 | 0.15069 | 85.625 | 0.014525 | TRUE | 500 | 5.5556 | 0.72627 | 0.20749 | 0.15069 | 885.625 | 0
921 | 886307 | 2022-01-12 14:15 | 2 | 14:15 | 1900-01-01 14:15 | 2 | 1.3562e-05 | 0.15069 | 85.625 | 0.014525 | TRUE | 500 | 5.5556 | 0.72627 | 0.20749 | 0.15069 | 885.625 | 0
922 | 886307 | 2022-01-12 14:30 | 2 | 14:30 | 1900-01-01 14:30 | 2 | 1.3562e-05 | 0.15069 | 85.625 | 0.014525 | TRUE | 500 | 5.5556 | 0.72627 | 0.20749 | 0.15069 | 885.625 | 0
923 | 886307 | 2022-01-12 14:45 | 2 | 14:45 | 1900-01-01 14:45 | 2 | 1.3562e-05 | 0.15069 | 85.625 | 0.014525 | TRUE | 500 | 5.5556 | 0.72627 | 0.20749 | 0.15069 | 885.625 | 0
924 | 886307 | 2022-01-12 15:00 | 2 | 15:00 | 1900-01-01 15:00 | 2 | 1.3562e-05 | 0.15069 | 85.625 | 0.014525 | TRUE | 500 | 5.5556 | 0.72627 | 0.20749 | 0.15069 | 885.625 | 0
925 | 886307 | 2022-01-12 15:15 | 2 | 15:15 | 1900-01-01 15:15 | 2 | 1.3562e-05 | 0.15069 | 85.625 | 0.014525 | TRUE | 500 | 5.5556 | 0.72627 | 0.20749 | 0.15069 | 885.625 | 0
926 | 886307 | 2022-01-12 15:30 | 2 | 15:30 | 1900-01-01 15:30 | 2 | 1.3562e-05 | 0.15069 | 85.625 | 0.014525 | TRUE | 500 | 5.5556 | 0.72627 | 0.20749 | 0.15069 | 885.625 | 0
927 | 886307 | 2022-01-12 15:45 | 2 | 15:45 | 1900-01-01 15:45 | 2 | 1.3562e-05 | 0.15069 | 85.625 | 0.014525 | TRUE | 500 | 5.5556 | 0.72627 | 0.20749 | 0.15069 | 885.625 | 0
928 | 886307 | 2022-01-12 16:00 | 2 | 16:00 | 1900-01-01 16:00 | 0 | 0 | 0 | 85.625 | 0.014525 | TRUE | 500 | 5.5556 | 0.72627 | 0.20749 | 0.15069 | 885.625 | -135.625
929 | 886307 | 2022-01-12 16:15 | 2 | 16:15 | 1900-01-01 16:15 | 0 | 0 | 0 | -50 | 0.01034 | FALSE | 0 | 0 | 0 | 0 | 0.01034 | 750 | -9.3056
930 | 886307 | 2022-01-12 16:30 | 2 | 16:30 | 1900-01-01 16:30 | 0 | 0 | 0 | -59.3056 | 0.010052 | FALSE | 0 | 0 | 0 | 0 | 0.010052 | 740.6944 | -9.0471
931 | 886307 | 2022-01-12 16:45 | 2 | 16:45 | 1900-01-01 16:45 | 0 | 0 | 0 | -68.3526 | 0.0097731 | FALSE | 0 | 0 | 0 | 0 | 0.0097731 | 731.6474 | -8.7958
932 | 886307 | 2022-01-12 17:00 | 2 | 17:00 | 1900-01-01 17:00 | 0 | 0 | 0 | -77.1484 | 0.0095016 | FALSE | 0 | 0 | 0 | 0 | 0.0095016 | 722.8516 | -8.5514
933 | 886307 | 2022-01-12 17:15 | 2 | 17:15 | 1900-01-01 17:15 | 0 | 0 | 0 | -85.6998 | 0.0092377 | FALSE | 0 | 0 | 0 | 0 | 0.0092377 | 714.3002 | -8.3139
934 | 886307 | 2022-01-12 17:30 | 2 | 17:30 | 1900-01-01 17:30 | 0 | 0 | 0 | -94.0137 | 0.0089811 | FALSE | 0 | 0 | 0 | 0 | 0.0089811 | 705.9863 | -8.083
935 | 886307 | 2022-01-12 17:45 | 2 | 17:45 | 1900-01-01 17:45 | 0 | 0 | 0 | -102.0967 | 0.0087316 | FALSE | 0 | 0 | 0 | 0 | 0.0087316 | 697.9033 | -7.8584
936 | 886307 | 2022-01-12 18:00 | 2 | 18:00 | 1900-01-01 18:00 | 0 | 0 | 0 | -109.9551 | 0.008489 | FALSE | 0 | 0 | 0 | 0 | 0.008489 | 690.0449 | -7.6401
937 | 886307 | 2022-01-12 18:15 | 2 | 18:15 | 1900-01-01 18:15 | 0 | 0 | 0 | -117.5952 | 0.0082532 | FALSE | 0 | 0 | 0 | 0 | 0.0082532 | 682.4048 | -7.4279
938 | 886307 | 2022-01-12 18:30 | 2 | 18:30 | 1900-01-01 18:30 | 0 | 0 | 0 | -125.0231 | 0.008024 | FALSE | 0 | 0 | 0 | 0 | 0.008024 | 674.9769 | -7.2216
939 | 886307 | 2022-01-12 18:45 | 2 | 18:45 | 1900-01-01 18:45 | 0 | 0 | 0 | -132.2447 | 0.0078011 | FALSE | 0 | 0 | 0 | 0 | 0.0078011 | 667.7553 | -7.021
940 | 886307 | 2022-01-12 19:00 | 2 | 19:00 | 1900-01-01 19:00 | 0 | 0 | 0 | -139.2657 | 0.0075844 | FALSE | 0 | 0 | 0 | 0 | 0.0075844 | 660.7343 | -6.826
941 | 886307 | 2022-01-12 19:15 | 2 | 19:15 | 1900-01-01 19:15 | 0 | 0 | 0 | -146.0916 | 0.0073737 | FALSE | 0 | 0 | 0 | 0 | 0.0073737 | 653.9084 | -6.6363
942 | 886307 | 2022-01-12 19:30 | 2 | 19:30 | 1900-01-01 19:30 | 0 | 0 | 0 | -152.728 | 0.0071689 | FALSE | 0 | 0 | 0 | 0 | 0.0071689 | 647.272 | -6.452
943 | 886307 | 2022-01-12 19:45 | 2 | 19:45 | 1900-01-01 19:45 | 0 | 0 | 0 | -159.18 | 0.0069698 | FALSE | 0 | 0 | 0 | 0 | 0.0069698 | 640.82 | -6.2728
944 | 886307 | 2022-01-12 20:00 | 2 | 20:00 | 1900-01-01 20:00 | 0 | 0 | 0 | -165.4528 | 0.0067761 | FALSE | 0 | 0 | 0 | 0 | 0.0067761 | 634.5472 | -6.0985
945 | 886307 | 2022-01-12 20:15 | 2 | 20:15 | 1900-01-01 20:15 | 0 | 0 | 0 | -171.5513 | 0.0065879 | FALSE | 0 | 0 | 0 | 0 | 0.0065879 | 628.4487 | -5.9291
946 | 886307 | 2022-01-12 20:30 | 2 | 20:30 | 1900-01-01 20:30 | 0 | 0 | 0 | -177.4804 | 0.0064049 | FALSE | 0 | 0 | 0 | 0 | 0.0064049 | 622.5196 | -5.7644
947 | 886307 | 2022-01-12 20:45 | 2 | 20:45 | 1900-01-01 20:45 | 0 | 0 | 0 | -183.2449 | 0.006227 | FALSE | 0 | 0 | 0 | 0 | 0.006227 | 616.7551 | -5.6043
948 | 886307 | 2022-01-12 21:00 | 2 | 21:00 | 1900-01-01 21:00 | 0 | 0 | 0 | -188.8492 | 0.006054 | FALSE | 0 | 0 | 0 | 0 | 0.006054 | 611.1508 | -5.4486
949 | 886307 | 2022-01-12 21:15 | 2 | 21:15 | 1900-01-01 21:15 | 0 | 0 | 0 | -194.2978 | 0.0058859 | FALSE | 0 | 0 | 0 | 0 | 0.0058859 | 605.7022 | -5.2973
950 | 886307 | 2022-01-12 21:30 | 2 | 21:30 | 1900-01-01 21:30 | 0 | 0 | 0 | -199.5951 | 0.0057224 | FALSE | 0 | 0 | 0 | 0 | 0.0057224 | 600.4049 | -5.1501
951 | 886307 | 2022-01-12 21:45 | 2 | 21:45 | 1900-01-01 21:45 | 0 | 0 | 0 | -204.7452 | 0.0055634 | FALSE | 0 | 0 | 0 | 0 | 0.0055634 | 595.2548 | -5.0071
952 | 886307 | 2022-01-12 22:00 | 2 | 22:00 | 1900-01-01 22:00 | 0 | 0 | 0 | -209.7523 | 0.0054089 | FALSE | 0 | 0 | 0 | 0 | 0.0054089 | 590.2477 | -4.868
953 | 886307 | 2022-01-12 22:15 | 2 | 22:15 | 1900-01-01 22:15 | 0 | 0 | 0 | -214.6203 | 0.0052586 | FALSE | 0 | 0 | 0 | 0 | 0.0052586 | 585.3797 | -4.7328
954 | 886307 | 2022-01-12 22:30 | 2 | 22:30 | 1900-01-01 22:30 | 0 | 0 | 0 | -219.3531 | 0.0051126 | FALSE | 0 | 0 | 0 | 0 | 0.0051126 | 580.6469 | -4.6013
955 | 886307 | 2022-01-12 22:45 | 2 | 22:45 | 1900-01-01 22:45 | 0 | 0 | 0 | -223.9544 | 0.0049705 | FALSE | 0 | 0 | 0 | 0 | 0.0049705 | 576.0456 | -4.4735
956 | 886307 | 2022-01-12 23:00 | 2 | 23:00 | 1900-01-01 23:00 | 0 | 0 | 0 | -228.4279 | 0.0048325 | FALSE | 0 | 0 | 0 | 0 | 0.0048325 | 571.5721 | -4.3492
957 | 886307 | 2022-01-12 23:15 | 2 | 23:15 | 1900-01-01 23:15 | 0 | 0 | 0 | -232.7771 | 0.0046982 | FALSE | 0 | 0 | 0 | 0 | 0.0046982 | 567.2229 | -4.2284
958 | 886307 | 2022-01-12 23:30 | 2 | 23:30 | 1900-01-01 23:30 | 0 | 0 | 0 | -237.0055 | 0.0045677 | FALSE | 0 | 0 | 0 | 0 | 0.0045677 | 562.9945 | -4.111
959 | 886307 | 2022-01-12 23:45 | 2 | 23:45 | 1900-01-01 23:45 | 0 | 0 | 0 | -241.1165 | 0.0044409 | FALSE | 0 | 0 | 0 | 0 | 0.0044409 | 558.8835 | -3.9968
960 | 886307 | 2022-01-13 | 3 | 0:00 | 1900-01-02 | 1 | 6.7812e-06 | 0.075347 | -245.1132 | 0.0043175 | FALSE | 0 | 0 | 0 | 0 | 0.0043175 | 554.8868 | 63.9268
961 | 886307 | 2022-01-13 00:15 | 3 | 0:15 | 1900-01-02 00:15 | 1 | 6.7812e-06 | 0.075347 | -181.1865 | 0.0062905 | FALSE | 0 | 0 | 0 | 0 | 0.0062905 | 618.8135 | 62.151
962 | 886307 | 2022-01-13 00:30 | 3 | 0:30 | 1900-01-02 00:30 | 1 | 6.7812e-06 | 0.075347 | -119.0355 | 0.0082088 | FALSE | 0 | 0 | 0 | 0 | 0.0082088 | 680.9645 | 60.4246
963 | 886307 | 2022-01-13 00:45 | 3 | 0:45 | 1900-01-02 00:45 | 1 | 6.7812e-06 | 0.075347 | -58.6109 | 0.010074 | FALSE | 0 | 0 | 0 | 0 | 0.010074 | 741.3891 | 58.7461
964 | 886307 | 2022-01-13 01:00 | 3 | 1:00 | 1900-01-02 01:00 | 1 | 6.7812e-06 | 0.075347 | 0.13528 | 0.011887 | FALSE | 0 | 0 | 0 | 0 | 0.011887 | 800.1353 | 57.1143
965 | 886307 | 2022-01-13 01:15 | 3 | 1:15 | 1900-01-02 01:15 | 1 | 6.7812e-06 | 0.075347 | 57.2496 | 0.01365 | TRUE | 500 | 5.5556 | 0.68248 | 0.17461 | 0.11917 | 857.2496 | -39.4371
966 | 886307 | 2022-01-13 01:30 | 3 | 1:30 | 1900-01-02 01:30 | 1 | 6.7812e-06 | 0.075347 | 17.8125 | 0.012432 | FALSE | 0 | 0 | 0 | 0 | 0.012432 | 817.8125 | 56.6233
967 | 886307 | 2022-01-13 01:45 | 3 | 1:45 | 1900-01-02 01:45 | 1 | 6.7812e-06 | 0.075347 | 74.4358 | 0.01418 | TRUE | 500 | 5.5556 | 0.70901 | 0.19501 | 0.13826 | 874.4358 | -56.6233
968 | 886307 | 2022-01-13 02:00 | 3 | 2:00 | 1900-01-02 02:00 | 1 | 6.7812e-06 | 0.075347 | 17.8125 | 0.012432 | FALSE | 0 | 0 | 0 | 0 | 0.012432 | 817.8125 | 56.6233
969 | 886307 | 2022-01-13 02:15 | 3 | 2:15 | 1900-01-02 02:15 | 1 | 6.7812e-06 | 0.075347 | 74.4358 | 0.01418 | TRUE | 500 | 5.5556 | 0.70901 | 0.19501 | 0.13826 | 874.4358 | -56.6233
970 | 886307 | 2022-01-13 02:30 | 3 | 2:30 | 1900-01-02 02:30 | 1 | 6.7812e-06 | 0.075347 | 17.8125 | 0.012432 | FALSE | 0 | 0 | 0 | 0 | 0.012432 | 817.8125 | 56.6233
971 | 886307 | 2022-01-13 02:45 | 3 | 2:45 | 1900-01-02 02:45 | 1 | 6.7812e-06 | 0.075347 | 74.4358 | 0.01418 | TRUE | 500 | 5.5556 | 0.70901 | 0.19501 | 0.13826 | 874.4358 | -56.6233
972 | 886307 | 2022-01-13 03:00 | 3 | 3:00 | 1900-01-02 03:00 | 1 | 6.7812e-06 | 0.075347 | 17.8125 | 0.012432 | FALSE | 0 | 0 | 0 | 0 | 0.012432 | 817.8125 | 56.6233
973 | 886307 | 2022-01-13 03:15 | 3 | 3:15 | 1900-01-02 03:15 | 1 | 6.7812e-06 | 0.075347 | 74.4358 | 0.01418 | TRUE | 500 | 5.5556 | 0.70901 | 0.19501 | 0.13826 | 874.4358 | -56.6233
974 | 886307 | 2022-01-13 03:30 | 3 | 3:30 | 1900-01-02 03:30 | 1 | 6.7812e-06 | 0.075347 | 17.8125 | 0.012432 | FALSE | 0 | 0 | 0 | 0 | 0.012432 | 817.8125 | 56.6233
975 | 886307 | 2022-01-13 03:45 | 3 | 3:45 | 1900-01-02 03:45 | 1 | 6.7812e-06 | 0.075347 | 74.4358 | 0.01418 | TRUE | 500 | 5.5556 | 0.70901 | 0.19501 | 0.13826 | 874.4358 | -56.6233
976 | 886307 | 2022-01-13 04:00 | 3 | 4:00 | 1900-01-02 04:00 | 1 | 6.7812e-06 | 0.075347 | 17.8125 | 0.012432 | FALSE | 0 | 0 | 0 | 0 | 0.012432 | 817.8125 | 56.6233
977 | 886307 | 2022-01-13 04:15 | 3 | 4:15 | 1900-01-02 04:15 | 1 | 6.7812e-06 | 0.075347 | 74.4358 | 0.01418 | TRUE | 500 | 5.5556 | 0.70901 | 0.19501 | 0.13826 | 874.4358 | -56.6233
978 | 886307 | 2022-01-13 04:30 | 3 | 4:30 | 1900-01-02 04:30 | 1 | 6.7812e-06 | 0.075347 | 17.8125 | 0.012432 | FALSE | 0 | 0 | 0 | 0 | 0.012432 | 817.8125 | 56.6233
979 | 886307 | 2022-01-13 04:45 | 3 | 4:45 | 1900-01-02 04:45 | 1 | 6.7812e-06 | 0.075347 | 74.4358 | 0.01418 | TRUE | 500 | 5.5556 | 0.70901 | 0.19501 | 0.13826 | 874.4358 | -56.6233
980 | 886307 | 2022-01-13 05:00 | 3 | 5:00 | 1900-01-02 05:00 | 1 | 6.7812e-06 | 0.075347 | 17.8125 | 0.012432 | FALSE | 0 | 0 | 0 | 0 | 0.012432 | 817.8125 | 56.6233
981 | 886307 | 2022-01-13 05:15 | 3 | 5:15 | 1900-01-02 05:15 | 1 | 6.7812e-06 | 0.075347 | 74.4358 | 0.01418 | TRUE | 500 | 5.5556 | 0.70901 | 0.19501 | 0.13826 | 874.4358 | -56.6233
982 | 886307 | 2022-01-13 05:30 | 3 | 5:30 | 1900-01-02 05:30 | 1 | 6.7812e-06 | 0.075347 | 17.8125 | 0.012432 | FALSE | 0 | 0 | 0 | 0 | 0.012432 | 817.8125 | 56.6233
983 | 886307 | 2022-01-13 05:45 | 3 | 5:45 | 1900-01-02 05:45 | 1 | 6.7812e-06 | 0.075347 | 74.4358 | 0.01418 | TRUE | 500 | 5.5556 | 0.70901 | 0.19501 | 0.13826 | 874.4358 | -56.6233
984 | 886307 | 2022-01-13 06:00 | 3 | 6:00 | 1900-01-02 06:00 | 1 | 6.7812e-06 | 0.075347 | 17.8125 | 0.012432 | FALSE | 0 | 0 | 0 | 0 | 0.012432 | 817.8125 | 56.6233
985 | 886307 | 2022-01-13 06:15 | 3 | 6:15 | 1900-01-02 06:15 | 1 | 6.7812e-06 | 0.075347 | 74.4358 | 0.01418 | TRUE | 500 | 5.5556 | 0.70901 | 0.19501 | 0.13826 | 874.4358 | -56.6233
986 | 886307 | 2022-01-13 06:30 | 3 | 6:30 | 1900-01-02 06:30 | 1 | 6.7812e-06 | 0.075347 | 17.8125 | 0.012432 | FALSE | 0 | 0 | 0 | 0 | 0.012432 | 817.8125 | 56.6233
987 | 886307 | 2022-01-13 06:45 | 3 | 6:45 | 1900-01-02 06:45 | 1 | 6.7812e-06 | 0.075347 | 74.4358 | 0.01418 | TRUE | 500 | 5.5556 | 0.70901 | 0.19501 | 0.13826 | 874.4358 | -56.6233
988 | 886307 | 2022-01-13 07:00 | 3 | 7:00 | 1900-01-02 07:00 | 1 | 6.7812e-06 | 0.075347 | 17.8125 | 0.012432 | FALSE | 0 | 0 | 0 | 0 | 0.012432 | 817.8125 | 56.6233
989 | 886307 | 2022-01-13 07:15 | 3 | 7:15 | 1900-01-02 07:15 | 1 | 6.7812e-06 | 0.075347 | 74.4358 | 0.01418 | TRUE | 500 | 5.5556 | 0.70901 | 0.19501 | 0.13826 | 874.4358 | -56.6233
990 | 886307 | 2022-01-13 07:30 | 3 | 7:30 | 1900-01-02 07:30 | 1 | 6.7812e-06 | 0.075347 | 17.8125 | 0.012432 | FALSE | 0 | 0 | 0 | 0 | 0.012432 | 817.8125 | 56.6233
991 | 886307 | 2022-01-13 07:45 | 3 | 7:45 | 1900-01-02 07:45 | 1 | 6.7812e-06 | 0.075347 | 74.4358 | 0.01418 | TRUE | 500 | 5.5556 | 0.70901 | 0.19501 | 0.13826 | 874.4358 | -56.6233
992 | 886307 | 2022-01-13 08:00 | 3 | 8:00 | 1900-01-02 08:00 | 1 | 6.7812e-06 | 0.075347 | 17.8125 | 0.012432 | FALSE | 0 | 0 | 0 | 0 | 0.012432 | 817.8125 | 56.6233
993 | 886307 | 2022-01-13 08:15 | 3 | 8:15 | 1900-01-02 08:15 | 1 | 6.7812e-06 | 0.075347 | 74.4358 | 0.01418 | TRUE | 500 | 5.5556 | 0.70901 | 0.19501 | 0.13826 | 874.4358 | -56.6233
994 | 886307 | 2022-01-13 08:30 | 3 | 8:30 | 1900-01-02 08:30 | 3 | 2.0344e-05 | 0.22604 | 17.8125 | 0.012432 | FALSE | 0 | 0 | 0 | 0 | 0.012432 | 817.8125 | 192.2483
995 | 886307 | 2022-01-13 08:45 | 3 | 8:45 | 1900-01-02 08:45 | 3 | 2.0344e-05 | 0.22604 | 210.0608 | 0.018366 | TRUE | 500 | 5.5556 | 0.9183 | 0.31466 | 0.28896 | 1010.0608 | -56.6233
996 | 886307 | 2022-01-13 09:00 | 3 | 9:00 | 1900-01-02 09:00 | 2 | 1.3562e-05 | 0.15069 | 153.4375 | 0.016618 | TRUE | 500 | 5.5556 | 0.83092 | 0.27204 | 0.22604 | 953.4375 | -67.8125
997 | 886307 | 2022-01-13 09:15 | 3 | 9:15 | 1900-01-02 09:15 | 2 | 1.3562e-05 | 0.15069 | 85.625 | 0.014525 | TRUE | 500 | 5.5556 | 0.72627 | 0.20749 | 0.15069 | 885.625 | 0
998 | 886307 | 2022-01-13 09:30 | 3 | 9:30 | 1900-01-02 09:30 | 2 | 1.3562e-05 | 0.15069 | 85.625 | 0.014525 | TRUE | 500 | 5.5556 | 0.72627 | 0.20749 | 0.15069 | 885.625 | 0
999 | 886307 | 2022-01-13 09:45 | 3 | 9:45 | 1900-01-02 09:45 | 2 | 1.3562e-05 | 0.15069 | 85.625 | 0.014525 | TRUE | 500 | 5.5556 | 0.72627 | 0.20749 | 0.15069 | 885.625 | 0
1000 | 886307 | 2022-01-13 10:00 | 3 | 10:00 | 1900-01-02 10:00 | 2 | 1.3562e-05 | 0.15069 | 85.625 | 0.014525 | TRUE | 500 | 5.5556 | 0.72627 | 0.20749 | 0.15069 | 885.625 | 0
1001 | 886307 | 2022-01-13 10:15 | 3 | 10:15 | 1900-01-02 10:15 | 2 | 1.3562e-05 | 0.15069 | 85.625 | 0.014525 | TRUE | 500 | 5.5556 | 0.72627 | 0.20749 | 0.15069 | 885.625 | 0
1002 | 886307 | 2022-01-13 10:30 | 3 | 10:30 | 1900-01-02 10:30 | 2 | 1.3562e-05 | 0.15069 | 85.625 | 0.014525 | TRUE | 500 | 5.5556 | 0.72627 | 0.20749 | 0.15069 | 885.625 | 0
1003 | 886307 | 2022-01-13 10:45 | 3 | 10:45 | 1900-01-02 10:45 | 2 | 1.3562e-05 | 0.15069 | 85.625 | 0.014525 | TRUE | 500 | 5.5556 | 0.72627 | 0.20749 | 0.15069 | 885.625 | 0
1004 | 886307 | 2022-01-13 11:00 | 3 | 11:00 | 1900-01-02 11:00 | 2 | 1.3562e-05 | 0.15069 | 85.625 | 0.014525 | TRUE | 500 | 5.5556 | 0.72627 | 0.20749 | 0.15069 | 885.625 | 0
1005 | 886307 | 2022-01-13 11:15 | 3 | 11:15 | 1900-01-02 11:15 | 2 | 1.3562e-05 | 0.15069 | 85.625 | 0.014525 | TRUE | 500 | 5.5556 | 0.72627 | 0.20749 | 0.15069 | 885.625 | 0
1006 | 886307 | 2022-01-13 11:30 | 3 | 11:30 | 1900-01-02 11:30 | 2 | 1.3562e-05 | 0.15069 | 85.625 | 0.014525 | TRUE | 500 | 5.5556 | 0.72627 | 0.20749 | 0.15069 | 885.625 | 0
1007 | 886307 | 2022-01-13 11:45 | 3 | 11:45 | 1900-01-02 11:45 | 2 | 1.3562e-05 | 0.15069 | 85.625 | 0.014525 | TRUE | 500 | 5.5556 | 0.72627 | 0.20749 | 0.15069 | 885.625 | 0
1008 | 886307 | 2022-01-13 12:00 | 3 | 12:00 | 1900-01-02 12:00 | 0 | 0 | 0 | 85.625 | 0.014525 | TRUE | 500 | 5.5556 | 0.72627 | 0.20749 | 0.15069 | 885.625 | -135.625
1009 | 886307 | 2022-01-13 12:15 | 3 | 12:15 | 1900-01-02 12:15 | 0 | 0 | 0 | -50 | 0.01034 | FALSE | 0 | 0 | 0 | 0 | 0.01034 | 750 | -9.3056
1010 | 886307 | 2022-01-13 12:30 | 3 | 12:30 | 1900-01-02 12:30 | 2 | 1.3562e-05 | 0.15069 | -59.3056 | 0.010052 | FALSE | 0 | 0 | 0 | 0 | 0.010052 | 740.6944 | 126.5779
1011 | 886307 | 2022-01-13 12:45 | 3 | 12:45 | 1900-01-02 12:45 | 2 | 1.3562e-05 | 0.15069 | 67.2724 | 0.013959 | TRUE | 500 | 5.5556 | 0.69795 | 0.18669 | 0.1303 | 867.2724 | 18.3526
1012 | 886307 | 2022-01-13 13:00 | 3 | 13:00 | 1900-01-02 13:00 | 3 | 2.0344e-05 | 0.22604 | 85.625 | 0.014525 | TRUE | 500 | 5.5556 | 0.72627 | 0.20749 | 0.15069 | 885.625 | 67.8125
1013 | 886307 | 2022-01-13 13:15 | 3 | 13:15 | 1900-01-02 13:15 | 3 | 2.0344e-05 | 0.22604 | 153.4375 | 0.016618 | TRUE | 500 | 5.5556 | 0.83092 | 0.27204 | 0.22604 | 953.4375 | 0
1014 | 886307 | 2022-01-13 13:30 | 3 | 13:30 | 1900-01-02 13:30 | 2 | 1.3562e-05 | 0.15069 | 153.4375 | 0.016618 | TRUE | 500 | 5.5556 | 0.83092 | 0.27204 | 0.22604 | 953.4375 | -67.8125
1015 | 886307 | 2022-01-13 13:45 | 3 | 13:45 | 1900-01-02 13:45 | 2 | 1.3562e-05 | 0.15069 | 85.625 | 0.014525 | TRUE | 500 | 5.5556 | 0.72627 | 0.20749 | 0.15069 | 885.625 | 0
1016 | 886307 | 2022-01-13 14:00 | 3 | 14:00 | 1900-01-02 14:00 | 2 | 1.3562e-05 | 0.15069 | 85.625 | 0.014525 | TRUE | 500 | 5.5556 | 0.72627 | 0.20749 | 0.15069 | 885.625 | 0
1017 | 886307 | 2022-01-13 14:15 | 3 | 14:15 | 1900-01-02 14:15 | 2 | 1.3562e-05 | 0.15069 | 85.625 | 0.014525 | TRUE | 500 | 5.5556 | 0.72627 | 0.20749 | 0.15069 | 885.625 | 0
1018 | 886307 | 2022-01-13 14:30 | 3 | 14:30 | 1900-01-02 14:30 | 2 | 1.3562e-05 | 0.15069 | 85.625 | 0.014525 | TRUE | 500 | 5.5556 | 0.72627 | 0.20749 | 0.15069 | 885.625 | 0
1019 | 886307 | 2022-01-13 14:45 | 3 | 14:45 | 1900-01-02 14:45 | 2 | 1.3562e-05 | 0.15069 | 85.625 | 0.014525 | TRUE | 500 | 5.5556 | 0.72627 | 0.20749 | 0.15069 | 885.625 | 0
1020 | 886307 | 2022-01-13 15:00 | 3 | 15:00 | 1900-01-02 15:00 | 2 | 1.3562e-05 | 0.15069 | 85.625 | 0.014525 | TRUE | 500 | 5.5556 | 0.72627 | 0.20749 | 0.15069 | 885.625 | 0
1021 | 886307 | 2022-01-13 15:15 | 3 | 15:15 | 1900-01-02 15:15 | 2 | 1.3562e-05 | 0.15069 | 85.625 | 0.014525 | TRUE | 500 | 5.5556 | 0.72627 | 0.20749 | 0.15069 | 885.625 | 0
1022 | 886307 | 2022-01-13 15:30 | 3 | 15:30 | 1900-01-02 15:30 | 2 | 1.3562e-05 | 0.15069 | 85.625 | 0.014525 | TRUE | 500 | 5.5556 | 0.72627 | 0.20749 | 0.15069 | 885.625 | 0
1023 | 886307 | 2022-01-13 15:45 | 3 | 15:45 | 1900-01-02 15:45 | 2 | 1.3562e-05 | 0.15069 | 85.625 | 0.014525 | TRUE | 500 | 5.5556 | 0.72627 | 0.20749 | 0.15069 | 885.625 | 0
1024 | 886307 | 2022-01-13 16:00 | 3 | 16:00 | 1900-01-02 16:00 | 0 | 0 | 0 | 85.625 | 0.014525 | TRUE | 500 | 5.5556 | 0.72627 | 0.20749 | 0.15069 | 885.625 | -135.625
1025 | 886307 | 2022-01-13 16:15 | 3 | 16:15 | 1900-01-02 16:15 | 0 | 0 | 0 | -50 | 0.01034 | FALSE | 0 | 0 | 0 | 0 | 0.01034 | 750 | -9.3056
1026 | 886307 | 2022-01-13 16:30 | 3 | 16:30 | 1900-01-02 16:30 | 0 | 0 | 0 | -59.3056 | 0.010052 | FALSE | 0 | 0 | 0 | 0 | 0.010052 | 740.6944 | -9.0471
1027 | 886307 | 2022-01-13 16:45 | 3 | 16:45 | 1900-01-02 16:45 | 0 | 0 | 0 | -68.3526 | 0.0097731 | FALSE | 0 | 0 | 0 | 0 | 0.0097731 | 731.6474 | -8.7958
1028 | 886307 | 2022-01-13 17:00 | 3 | 17:00 | 1900-01-02 17:00 | 0 | 0 | 0 | -77.1484 | 0.0095016 | FALSE | 0 | 0 | 0 | 0 | 0.0095016 | 722.8516 | -8.5514
1029 | 886307 | 2022-01-13 17:15 | 3 | 17:15 | 1900-01-02 17:15 | 0 | 0 | 0 | -85.6998 | 0.0092377 | FALSE | 0 | 0 | 0 | 0 | 0.0092377 | 714.3002 | -8.3139
1030 | 886307 | 2022-01-13 17:30 | 3 | 17:30 | 1900-01-02 17:30 | 0 | 0 | 0 | -94.0137 | 0.0089811 | FALSE | 0 | 0 | 0 | 0 | 0.0089811 | 705.9863 | -8.083
1031 | 886307 | 2022-01-13 17:45 | 3 | 17:45 | 1900-01-02 17:45 | 0 | 0 | 0 | -102.0967 | 0.0087316 | FALSE | 0 | 0 | 0 | 0 | 0.0087316 | 697.9033 | -7.8584
1032 | 886307 | 2022-01-13 18:00 | 3 | 18:00 | 1900-01-02 18:00 | 0 | 0 | 0 | -109.9551 | 0.008489 | FALSE | 0 | 0 | 0 | 0 | 0.008489 | 690.0449 | -7.6401
1033 | 886307 | 2022-01-13 18:15 | 3 | 18:15 | 1900-01-02 18:15 | 0 | 0 | 0 | -117.5952 | 0.0082532 | FALSE | 0 | 0 | 0 | 0 | 0.0082532 | 682.4048 | -7.4279
1034 | 886307 | 2022-01-13 18:30 | 3 | 18:30 | 1900-01-02 18:30 | 0 | 0 | 0 | -125.0231 | 0.008024 | FALSE | 0 | 0 | 0 | 0 | 0.008024 | 674.9769 | -7.2216
1035 | 886307 | 2022-01-13 18:45 | 3 | 18:45 | 1900-01-02 18:45 | 0 | 0 | 0 | -132.2447 | 0.0078011 | FALSE | 0 | 0 | 0 | 0 | 0.0078011 | 667.7553 | -7.021
1036 | 886307 | 2022-01-13 19:00 | 3 | 19:00 | 1900-01-02 19:00 | 0 | 0 | 0 | -139.2657 | 0.0075844 | FALSE | 0 | 0 | 0 | 0 | 0.0075844 | 660.7343 | -6.826
1037 | 886307 | 2022-01-13 19:15 | 3 | 19:15 | 1900-01-02 19:15 | 0 | 0 | 0 | -146.0916 | 0.0073737 | FALSE | 0 | 0 | 0 | 0 | 0.0073737 | 653.9084 | -6.6363
1038 | 886307 | 2022-01-13 19:30 | 3 | 19:30 | 1900-01-02 19:30 | 0 | 0 | 0 | -152.728 | 0.0071689 | FALSE | 0 | 0 | 0 | 0 | 0.0071689 | 647.272 | -6.452
1039 | 886307 | 2022-01-13 19:45 | 3 | 19:45 | 1900-01-02 19:45 | 0 | 0 | 0 | -159.18 | 0.0069698 | FALSE | 0 | 0 | 0 | 0 | 0.0069698 | 640.82 | -6.2728
1040 | 886307 | 2022-01-13 20:00 | 3 | 20:00 | 1900-01-02 20:00 | 0 | 0 | 0 | -165.4528 | 0.0067761 | FALSE | 0 | 0 | 0 | 0 | 0.0067761 | 634.5472 | -6.0985
1041 | 886307 | 2022-01-13 20:15 | 3 | 20:15 | 1900-01-02 20:15 | 0 | 0 | 0 | -171.5513 | 0.0065879 | FALSE | 0 | 0 | 0 | 0 | 0.0065879 | 628.4487 | -5.9291
1042 | 886307 | 2022-01-13 20:30 | 3 | 20:30 | 1900-01-02 20:30 | 0 | 0 | 0 | -177.4804 | 0.0064049 | FALSE | 0 | 0 | 0 | 0 | 0.0064049 | 622.5196 | -5.7644
1043 | 886307 | 2022-01-13 20:45 | 3 | 20:45 | 1900-01-02 20:45 | 0 | 0 | 0 | -183.2449 | 0.006227 | FALSE | 0 | 0 | 0 | 0 | 0.006227 | 616.7551 | -5.6043
1044 | 886307 | 2022-01-13 21:00 | 3 | 21:00 | 1900-01-02 21:00 | 0 | 0 | 0 | -188.8492 | 0.006054 | FALSE | 0 | 0 | 0 | 0 | 0.006054 | 611.1508 | -5.4486
1045 | 886307 | 2022-01-13 21:15 | 3 | 21:15 | 1900-01-02 21:15 | 0 | 0 | 0 | -194.2978 | 0.0058859 | FALSE | 0 | 0 | 0 | 0 | 0.0058859 | 605.7022 | -5.2973
1046 | 886307 | 2022-01-13 21:30 | 3 | 21:30 | 1900-01-02 21:30 | 0 | 0 | 0 | -199.5951 | 0.0057224 | FALSE | 0 | 0 | 0 | 0 | 0.0057224 | 600.4049 | -5.1501
1047 | 886307 | 2022-01-13 21:45 | 3 | 21:45 | 1900-01-02 21:45 | 0 | 0 | 0 | -204.7452 | 0.0055634 | FALSE | 0 | 0 | 0 | 0 | 0.0055634 | 595.2548 | -5.0071
1048 | 886307 | 2022-01-13 22:00 | 3 | 22:00 | 1900-01-02 22:00 | 0 | 0 | 0 | -209.7523 | 0.0054089 | FALSE | 0 | 0 | 0 | 0 | 0.0054089 | 590.2477 | -4.868
1049 | 886307 | 2022-01-13 22:15 | 3 | 22:15 | 1900-01-02 22:15 | 0 | 0 | 0 | -214.6203 | 0.0052586 | FALSE | 0 | 0 | 0 | 0 | 0.0052586 | 585.3797 | -4.7328
1050 | 886307 | 2022-01-13 22:30 | 3 | 22:30 | 1900-01-02 22:30 | 0 | 0 | 0 | -219.3531 | 0.0051126 | FALSE | 0 | 0 | 0 | 0 | 0.0051126 | 580.6469 | -4.6013
1051 | 886307 | 2022-01-13 22:45 | 3 | 22:45 | 1900-01-02 22:45 | 0 | 0 | 0 | -223.9544 | 0.0049705 | FALSE | 0 | 0 | 0 | 0 | 0.0049705 | 576.0456 | -4.4735
1052 | 886307 | 2022-01-13 23:00 | 3 | 23:00 | 1900-01-02 23:00 | 0 | 0 | 0 | -228.4279 | 0.0048325 | FALSE | 0 | 0 | 0 | 0 | 0.0048325 | 571.5721 | -4.3492
1053 | 886307 | 2022-01-13 23:15 | 3 | 23:15 | 1900-01-02 23:15 | 0 | 0 | 0 | -232.7771 | 0.0046982 | FALSE | 0 | 0 | 0 | 0 | 0.0046982 | 567.2229 | -4.2284
1054 | 886307 | 2022-01-13 23:30 | 3 | 23:30 | 1900-01-02 23:30 | 0 | 0 | 0 | -237.0055 | 0.0045677 | FALSE | 0 | 0 | 0 | 0 | 0.0045677 | 562.9945 | -4.111
1055 | 886307 | 2022-01-13 23:45 | 3 | 23:45 | 1900-01-02 23:45 | 0 | 0 | 0 | -241.1165 | 0.0044409 | FALSE | 0 | 0 | 0 | 0 | 0.0044409 | 558.8835 | -3.9968
1056 | 886307 | 2022-01-14 | 4 | 0:00 | 1900-01-03 | 1 | 6.7812e-06 | 0.075347 | -245.1132 | 0.0043175 | FALSE | 0 | 0 | 0 | 0 | 0.0043175 | 554.8868 | 63.9268
1057 | 886307 | 2022-01-14 00:15 | 4 | 0:15 | 1900-01-03 00:15 | 1 | 6.7812e-06 | 0.075347 | -181.1865 | 0.0062905 | FALSE | 0 | 0 | 0 | 0 | 0.0062905 | 618.8135 | 62.151
1058 | 886307 | 2022-01-14 00:30 | 4 | 0:30 | 1900-01-03 00:30 | 1 | 6.7812e-06 | 0.075347 | -119.0355 | 0.0082088 | FALSE | 0 | 0 | 0 | 0 | 0.0082088 | 680.9645 | 60.4246
1059 | 886307 | 2022-01-14 00:45 | 4 | 0:45 | 1900-01-03 00:45 | 1 | 6.7812e-06 | 0.075347 | -58.6109 | 0.010074 | FALSE | 0 | 0 | 0 | 0 | 0.010074 | 741.3891 | 58.7461
1060 | 886307 | 2022-01-14 01:00 | 4 | 1:00 | 1900-01-03 01:00 | 1 | 6.7812e-06 | 0.075347 | 0.13528 | 0.011887 | FALSE | 0 | 0 | 0 | 0 | 0.011887 | 800.1353 | 57.1143
1061 | 886307 | 2022-01-14 01:15 | 4 | 1:15 | 1900-01-03 01:15 | 1 | 6.7812e-06 | 0.075347 | 57.2496 | 0.01365 | TRUE | 500 | 5.5556 | 0.68248 | 0.17461 | 0.11917 | 857.2496 | -39.4371
1062 | 886307 | 2022-01-14 01:30 | 4 | 1:30 | 1900-01-03 01:30 | 1 | 6.7812e-06 | 0.075347 | 17.8125 | 0.012432 | FALSE | 0 | 0 | 0 | 0 | 0.012432 | 817.8125 | 56.6233
1063 | 886307 | 2022-01-14 01:45 | 4 | 1:45 | 1900-01-03 01:45 | 1 | 6.7812e-06 | 0.075347 | 74.4358 | 0.01418 | TRUE | 500 | 5.5556 | 0.70901 | 0.19501 | 0.13826 | 874.4358 | -56.6233
1064 | 886307 | 2022-01-14 02:00 | 4 | 2:00 | 1900-01-03 02:00 | 1 | 6.7812e-06 | 0.075347 | 17.8125 | 0.012432 | FALSE | 0 | 0 | 0 | 0 | 0.012432 | 817.8125 | 56.6233
1065 | 886307 | 2022-01-14 02:15 | 4 | 2:15 | 1900-01-03 02:15 | 1 | 6.7812e-06 | 0.075347 | 74.4358 | 0.01418 | TRUE | 500 | 5.5556 | 0.70901 | 0.19501 | 0.13826 | 874.4358 | -56.6233
1066 | 886307 | 2022-01-14 02:30 | 4 | 2:30 | 1900-01-03 02:30 | 1 | 6.7812e-06 | 0.075347 | 17.8125 | 0.012432 | FALSE | 0 | 0 | 0 | 0 | 0.012432 | 817.8125 | 56.6233
1067 | 886307 | 2022-01-14 02:45 | 4 | 2:45 | 1900-01-03 02:45 | 1 | 6.7812e-06 | 0.075347 | 74.4358 | 0.01418 | TRUE | 500 | 5.5556 | 0.70901 | 0.19501 | 0.13826 | 874.4358 | -56.6233
1068 | 886307 | 2022-01-14 03:00 | 4 | 3:00 | 1900-01-03 03:00 | 1 | 6.7812e-06 | 0.075347 | 17.8125 | 0.012432 | FALSE | 0 | 0 | 0 | 0 | 0.012432 | 817.8125 | 56.6233
1069 | 886307 | 2022-01-14 03:15 | 4 | 3:15 | 1900-01-03 03:15 | 1 | 6.7812e-06 | 0.075347 | 74.4358 | 0.01418 | TRUE | 500 | 5.5556 | 0.70901 | 0.19501 | 0.13826 | 874.4358 | -56.6233
1070 | 886307 | 2022-01-14 03:30 | 4 | 3:30 | 1900-01-03 03:30 | 1 | 6.7812e-06 | 0.075347 | 17.8125 | 0.012432 | FALSE | 0 | 0 | 0 | 0 | 0.012432 | 817.8125 | 56.6233
1071 | 886307 | 2022-01-14 03:45 | 4 | 3:45 | 1900-01-03 03:45 | 1 | 6.7812e-06 | 0.075347 | 74.4358 | 0.01418 | TRUE | 500 | 5.5556 | 0.70901 | 0.19501 | 0.13826 | 874.4358 | -56.6233
1072 | 886307 | 2022-01-14 04:00 | 4 | 4:00 | 1900-01-03 04:00 | 1 | 6.7812e-06 | 0.075347 | 17.8125 | 0.012432 | FALSE | 0 | 0 | 0 | 0 | 0.012432 | 817.8125 | 56.6233
1073 | 886307 | 2022-01-14 04:15 | 4 | 4:15 | 1900-01-03 04:15 | 1 | 6.7812e-06 | 0.075347 | 74.4358 | 0.01418 | TRUE | 500 | 5.5556 | 0.70901 | 0.19501 | 0.13826 | 874.4358 | -56.6233
1074 | 886307 | 2022-01-14 04:30 | 4 | 4:30 | 1900-01-03 04:30 | 1 | 6.7812e-06 | 0.075347 | 17.8125 | 0.012432 | FALSE | 0 | 0 | 0 | 0 | 0.012432 | 817.8125 | 56.6233
1075 | 886307 | 2022-01-14 04:45 | 4 | 4:45 | 1900-01-03 04:45 | 1 | 6.7812e-06 | 0.075347 | 74.4358 | 0.01418 | TRUE | 500 | 5.5556 | 0.70901 | 0.19501 | 0.13826 | 874.4358 | -56.6233
1076 | 886307 | 2022-01-14 05:00 | 4 | 5:00 | 1900-01-03 05:00 | 1 | 6.7812e-06 | 0.075347 | 17.8125 | 0.012432 | FALSE | 0 | 0 | 0 | 0 | 0.012432 | 817.8125 | 56.6233
1077 | 886307 | 2022-01-14 05:15 | 4 | 5:15 | 1900-01-03 05:15 | 1 | 6.7812e-06 | 0.075347 | 74.4358 | 0.01418 | TRUE | 500 | 5.5556 | 0.70901 | 0.19501 | 0.13826 | 874.4358 | -56.6233
1078 | 886307 | 2022-01-14 05:30 | 4 | 5:30 | 1900-01-03 05:30 | 1 | 6.7812e-06 | 0.075347 | 17.8125 | 0.012432 | FALSE | 0 | 0 | 0 | 0 | 0.012432 | 817.8125 | 56.6233
1079 | 886307 | 2022-01-14 05:45 | 4 | 5:45 | 1900-01-03 05:45 | 1 | 6.7812e-06 | 0.075347 | 74.4358 | 0.01418 | TRUE | 500 | 5.5556 | 0.70901 | 0.19501 | 0.13826 | 874.4358 | -56.6233
1080 | 886307 | 2022-01-14 06:00 | 4 | 6:00 | 1900-01-03 06:00 | 1 | 6.7812e-06 | 0.075347 | 17.8125 | 0.012432 | FALSE | 0 | 0 | 0 | 0 | 0.012432 | 817.8125 | 56.6233
1081 | 886307 | 2022-01-14 06:15 | 4 | 6:15 | 1900-01-03 06:15 | 1 | 6.7812e-06 | 0.075347 | 74.4358 | 0.01418 | TRUE | 500 | 5.5556 | 0.70901 | 0.19501 | 0.13826 | 874.4358 | -56.6233
1082 | 886307 | 2022-01-14 06:30 | 4 | 6:30 | 1900-01-03 06:30 | 1 | 6.7812e-06 | 0.075347 | 17.8125 | 0.012432 | FALSE | 0 | 0 | 0 | 0 | 0.012432 | 817.8125 | 56.6233
1083 | 886307 | 2022-01-14 06:45 | 4 | 6:45 | 1900-01-03 06:45 | 1 | 6.7812e-06 | 0.075347 | 74.4358 | 0.01418 | TRUE | 500 | 5.5556 | 0.70901 | 0.19501 | 0.13826 | 874.4358 | -56.6233
1084 | 886307 | 2022-01-14 07:00 | 4 | 7:00 | 1900-01-03 07:00 | 1 | 6.7812e-06 | 0.075347 | 17.8125 | 0.012432 | FALSE | 0 | 0 | 0 | 0 | 0.012432 | 817.8125 | 56.6233
1085 | 886307 | 2022-01-14 07:15 | 4 | 7:15 | 1900-01-03 07:15 | 1 | 6.7812e-06 | 0.075347 | 74.4358 | 0.01418 | TRUE | 500 | 5.5556 | 0.70901 | 0.19501 | 0.13826 | 874.4358 | -56.6233
1086 | 886307 | 2022-01-14 07:30 | 4 | 7:30 | 1900-01-03 07:30 | 1 | 6.7812e-06 | 0.075347 | 17.8125 | 0.012432 | FALSE | 0 | 0 | 0 | 0 | 0.012432 | 817.8125 | 56.6233
1087 | 886307 | 2022-01-14 07:45 | 4 | 7:45 | 1900-01-03 07:45 | 1 | 6.7812e-06 | 0.075347 | 74.4358 | 0.01418 | TRUE | 500 | 5.5556 | 0.70901 | 0.19501 | 0.13826 | 874.4358 | -56.6233
1088 | 886307 | 2022-01-14 08:00 | 4 | 8:00 | 1900-01-03 08:00 | 1 | 6.7812e-06 | 0.075347 | 17.8125 | 0.012432 | FALSE | 0 | 0 | 0 | 0 | 0.012432 | 817.8125 | 56.6233
1089 | 886307 | 2022-01-14 08:15 | 4 | 8:15 | 1900-01-03 08:15 | 1 | 6.7812e-06 | 0.075347 | 74.4358 | 0.01418 | TRUE | 500 | 5.5556 | 0.70901 | 0.19501 | 0.13826 | 874.4358 | -56.6233
1090 | 886307 | 2022-01-14 08:30 | 4 | 8:30 | 1900-01-03 08:30 | 3 | 2.0344e-05 | 0.22604 | 17.8125 | 0.012432 | FALSE | 0 | 0 | 0 | 0 | 0.012432 | 817.8125 | 192.2483
1091 | 886307 | 2022-01-14 08:45 | 4 | 8:45 | 1900-01-03 08:45 | 3 | 2.0344e-05 | 0.22604 | 210.0608 | 0.018366 | TRUE | 500 | 5.5556 | 0.9183 | 0.31466 | 0.28896 | 1010.0608 | -56.6233
1092 | 886307 | 2022-01-14 09:00 | 4 | 9:00 | 1900-01-03 09:00 | 2 | 1.3562e-05 | 0.15069 | 153.4375 | 0.016618 | TRUE | 500 | 5.5556 | 0.83092 | 0.27204 | 0.22604 | 953.4375 | -67.8125
1093 | 886307 | 2022-01-14 09:15 | 4 | 9:15 | 1900-01-03 09:15 | 2 | 1.3562e-05 | 0.15069 | 85.625 | 0.014525 | TRUE | 500 | 5.5556 | 0.72627 | 0.20749 | 0.15069 | 885.625 | 0
1094 | 886307 | 2022-01-14 09:30 | 4 | 9:30 | 1900-01-03 09:30 | 2 | 1.3562e-05 | 0.15069 | 85.625 | 0.014525 | TRUE | 500 | 5.5556 | 0.72627 | 0.20749 | 0.15069 | 885.625 | 0
1095 | 886307 | 2022-01-14 09:45 | 4 | 9:45 | 1900-01-03 09:45 | 2 | 1.3562e-05 | 0.15069 | 85.625 | 0.014525 | TRUE | 500 | 5.5556 | 0.72627 | 0.20749 | 0.15069 | 885.625 | 0
1096 | 886307 | 2022-01-14 10:00 | 4 | 10:00 | 1900-01-03 10:00 | 2 | 1.3562e-05 | 0.15069 | 85.625 | 0.014525 | TRUE | 500 | 5.5556 | 0.72627 | 0.20749 | 0.15069 | 885.625 | 0
1097 | 886307 | 2022-01-14 10:15 | 4 | 10:15 | 1900-01-03 10:15 | 2 | 1.3562e-05 | 0.15069 | 85.625 | 0.014525 | TRUE | 500 | 5.5556 | 0.72627 | 0.20749 | 0.15069 | 885.625 | 0
1098 | 886307 | 2022-01-14 10:30 | 4 | 10:30 | 1900-01-03 10:30 | 2 | 1.3562e-05 | 0.15069 | 85.625 | 0.014525 | TRUE | 500 | 5.5556 | 0.72627 | 0.20749 | 0.15069 | 885.625 | 0
1099 | 886307 | 2022-01-14 10:45 | 4 | 10:45 | 1900-01-03 10:45 | 2 | 1.3562e-05 | 0.15069 | 85.625 | 0.014525 | TRUE | 500 | 5.5556 | 0.72627 | 0.20749 | 0.15069 | 885.625 | 0
1100 | 886307 | 2022-01-14 11:00 | 4 | 11:00 | 1900-01-03 11:00 | 2 | 1.3562e-05 | 0.15069 | 85.625 | 0.014525 | TRUE | 500 | 5.5556 | 0.72627 | 0.20749 | 0.15069 | 885.625 | 0
1101 | 886307 | 2022-01-14 11:15 | 4 | 11:15 | 1900-01-03 11:15 | 2 | 1.3562e-05 | 0.15069 | 85.625 | 0.014525 | TRUE | 500 | 5.5556 | 0.72627 | 0.20749 | 0.15069 | 885.625 | 0
1102 | 886307 | 2022-01-14 11:30 | 4 | 11:30 | 1900-01-03 11:30 | 2 | 1.3562e-05 | 0.15069 | 85.625 | 0.014525 | TRUE | 500 | 5.5556 | 0.72627 | 0.20749 | 0.15069 | 885.625 | 0
1103 | 886307 | 2022-01-14 11:45 | 4 | 11:45 | 1900-01-03 11:45 | 2 | 1.3562e-05 | 0.15069 | 85.625 | 0.014525 | TRUE | 500 | 5.5556 | 0.72627 | 0.20749 | 0.15069 | 885.625 | 0
1104 | 886307 | 2022-01-14 12:00 | 4 | 12:00 | 1900-01-03 12:00 | 0 | 0 | 0 | 85.625 | 0.014525 | TRUE | 500 | 5.5556 | 0.72627 | 0.20749 | 0.15069 | 885.625 | -135.625
1105 | 886307 | 2022-01-14 12:15 | 4 | 12:15 | 1900-01-03 12:15 | 0 | 0 | 0 | -50 | 0.01034 | FALSE | 0 | 0 | 0 | 0 | 0.01034 | 750 | -9.3056
1106 | 886307 | 2022-01-14 12:30 | 4 | 12:30 | 1900-01-03 12:30 | 2 | 1.3562e-05 | 0.15069 | -59.3056 | 0.010052 | FALSE | 0 | 0 | 0 | 0 | 0.010052 | 740.6944 | 126.5779
1107 | 886307 | 2022-01-14 12:45 | 4 | 12:45 | 1900-01-03 12:45 | 2 | 1.3562e-05 | 0.15069 | 67.2724 | 0.013959 | TRUE | 500 | 5.5556 | 0.69795 | 0.18669 | 0.1303 | 867.2724 | 18.3526
1108 | 886307 | 2022-01-14 13:00 | 4 | 13:00 | 1900-01-03 13:00 | 3 | 2.0344e-05 | 0.22604 | 85.625 | 0.014525 | TRUE | 500 | 5.5556 | 0.72627 | 0.20749 | 0.15069 | 885.625 | 67.8125
1109 | 886307 | 2022-01-14 13:15 | 4 | 13:15 | 1900-01-03 13:15 | 3 | 2.0344e-05 | 0.22604 | 153.4375 | 0.016618 | TRUE | 500 | 5.5556 | 0.83092 | 0.27204 | 0.22604 | 953.4375 | 0
1110 | 886307 | 2022-01-14 13:30 | 4 | 13:30 | 1900-01-03 13:30 | 2 | 1.3562e-05 | 0.15069 | 153.4375 | 0.016618 | TRUE | 500 | 5.5556 | 0.83092 | 0.27204 | 0.22604 | 953.4375 | -67.8125
1111 | 886307 | 2022-01-14 13:45 | 4 | 13:45 | 1900-01-03 13:45 | 2 | 1.3562e-05 | 0.15069 | 85.625 | 0.014525 | TRUE | 500 | 5.5556 | 0.72627 | 0.20749 | 0.15069 | 885.625 | 0
1112 | 886307 | 2022-01-14 14:00 | 4 | 14:00 | 1900-01-03 14:00 | 2 | 1.3562e-05 | 0.15069 | 85.625 | 0.014525 | TRUE | 500 | 5.5556 | 0.72627 | 0.20749 | 0.15069 | 885.625 | 0
1113 | 886307 | 2022-01-14 14:15 | 4 | 14:15 | 1900-01-03 14:15 | 2 | 1.3562e-05 | 0.15069 | 85.625 | 0.014525 | TRUE | 500 | 5.5556 | 0.72627 | 0.20749 | 0.15069 | 885.625 | 0
1114 | 886307 | 2022-01-14 14:30 | 4 | 14:30 | 1900-01-03 14:30 | 2 | 1.3562e-05 | 0.15069 | 85.625 | 0.014525 | TRUE | 500 | 5.5556 | 0.72627 | 0.20749 | 0.15069 | 885.625 | 0
1115 | 886307 | 2022-01-14 14:45 | 4 | 14:45 | 1900-01-03 14:45 | 2 | 1.3562e-05 | 0.15069 | 85.625 | 0.014525 | TRUE | 500 | 5.5556 | 0.72627 | 0.20749 | 0.15069 | 885.625 | 0
1116 | 886307 | 2022-01-14 15:00 | 4 | 15:00 | 1900-01-03 15:00 | 2 | 1.3562e-05 | 0.15069 | 85.625 | 0.014525 | TRUE | 500 | 5.5556 | 0.72627 | 0.20749 | 0.15069 | 885.625 | 0
1117 | 886307 | 2022-01-14 15:15 | 4 | 15:15 | 1900-01-03 15:15 | 2 | 1.3562e-05 | 0.15069 | 85.625 | 0.014525 | TRUE | 500 | 5.5556 | 0.72627 | 0.20749 | 0.15069 | 885.625 | 0
1118 | 886307 | 2022-01-14 15:30 | 4 | 15:30 | 1900-01-03 15:30 | 2 | 1.3562e-05 | 0.15069 | 85.625 | 0.014525 | TRUE | 500 | 5.5556 | 0.72627 | 0.20749 | 0.15069 | 885.625 | 0
1119 | 886307 | 2022-01-14 15:45 | 4 | 15:45 | 1900-01-03 15:45 | 2 | 1.3562e-05 | 0.15069 | 85.625 | 0.014525 | TRUE | 500 | 5.5556 | 0.72627 | 0.20749 | 0.15069 | 885.625 | 0
1120 | 886307 | 2022-01-14 16:00 | 4 | 16:00 | 1900-01-03 16:00 | 0 | 0 | 0 | 85.625 | 0.014525 | TRUE | 500 | 5.5556 | 0.72627 | 0.20749 | 0.15069 | 885.625 | -135.625
1121 | 886307 | 2022-01-14 16:15 | 4 | 16:15 | 1900-01-03 16:15 | 0 | 0 | 0 | -50 | 0.01034 | FALSE | 0 | 0 | 0 | 0 | 0.01034 | 750 | -9.3056
1122 | 886307 | 2022-01-14 16:30 | 4 | 16:30 | 1900-01-03 16:30 | 0 | 0 | 0 | -59.3056 | 0.010052 | FALSE | 0 | 0 | 0 | 0 | 0.010052 | 740.6944 | -9.0471
1123 | 886307 | 2022-01-14 16:45 | 4 | 16:45 | 1900-01-03 16:45 | 0 | 0 | 0 | -68.3526 | 0.0097731 | FALSE | 0 | 0 | 0 | 0 | 0.0097731 | 731.6474 | -8.7958
1124 | 886307 | 2022-01-14 17:00 | 4 | 17:00 | 1900-01-03 17:00 | 0 | 0 | 0 | -77.1484 | 0.0095016 | FALSE | 0 | 0 | 0 | 0 | 0.0095016 | 722.8516 | -8.5514
1125 | 886307 | 2022-01-14 17:15 | 4 | 17:15 | 1900-01-03 17:15 | 0 | 0 | 0 | -85.6998 | 0.0092377 | FALSE | 0 | 0 | 0 | 0 | 0.0092377 | 714.3002 | -8.3139
1126 | 886307 | 2022-01-14 17:30 | 4 | 17:30 | 1900-01-03 17:30 | 0 | 0 | 0 | -94.0137 | 0.0089811 | FALSE | 0 | 0 | 0 | 0 | 0.0089811 | 705.9863 | -8.083
1127 | 886307 | 2022-01-14 17:45 | 4 | 17:45 | 1900-01-03 17:45 | 0 | 0 | 0 | -102.0967 | 0.0087316 | FALSE | 0 | 0 | 0 | 0 | 0.0087316 | 697.9033 | -7.8584
1128 | 886307 | 2022-01-14 18:00 | 4 | 18:00 | 1900-01-03 18:00 | 0 | 0 | 0 | -109.9551 | 0.008489 | FALSE | 0 | 0 | 0 | 0 | 0.008489 | 690.0449 | -7.6401
1129 | 886307 | 2022-01-14 18:15 | 4 | 18:15 | 1900-01-03 18:15 | 0 | 0 | 0 | -117.5952 | 0.0082532 | FALSE | 0 | 0 | 0 | 0 | 0.0082532 | 682.4048 | -7.4279
1130 | 886307 | 2022-01-14 18:30 | 4 | 18:30 | 1900-01-03 18:30 | 0 | 0 | 0 | -125.0231 | 0.008024 | FALSE | 0 | 0 | 0 | 0 | 0.008024 | 674.9769 | -7.2216
1131 | 886307 | 2022-01-14 18:45 | 4 | 18:45 | 1900-01-03 18:45 | 0 | 0 | 0 | -132.2447 | 0.0078011 | FALSE | 0 | 0 | 0 | 0 | 0.0078011 | 667.7553 | -7.021
1132 | 886307 | 2022-01-14 19:00 | 4 | 19:00 | 1900-01-03 19:00 | 0 | 0 | 0 | -139.2657 | 0.0075844 | FALSE | 0 | 0 | 0 | 0 | 0.0075844 | 660.7343 | -6.826
1133 | 886307 | 2022-01-14 19:15 | 4 | 19:15 | 1900-01-03 19:15 | 0 | 0 | 0 | -146.0916 | 0.0073737 | FALSE | 0 | 0 | 0 | 0 | 0.0073737 | 653.9084 | -6.6363
1134 | 886307 | 2022-01-14 19:30 | 4 | 19:30 | 1900-01-03 19:30 | 0 | 0 | 0 | -152.728 | 0.0071689 | FALSE | 0 | 0 | 0 | 0 | 0.0071689 | 647.272 | -6.452
1135 | 886307 | 2022-01-14 19:45 | 4 | 19:45 | 1900-01-03 19:45 | 0 | 0 | 0 | -159.18 | 0.0069698 | FALSE | 0 | 0 | 0 | 0 | 0.0069698 | 640.82 | -6.2728
1136 | 886307 | 2022-01-14 20:00 | 4 | 20:00 | 1900-01-03 20:00 | 0 | 0 | 0 | -165.4528 | 0.0067761 | FALSE | 0 | 0 | 0 | 0 | 0.0067761 | 634.5472 | -6.0985
1137 | 886307 | 2022-01-14 20:15 | 4 | 20:15 | 1900-01-03 20:15 | 0 | 0 | 0 | -171.5513 | 0.0065879 | FALSE | 0 | 0 | 0 | 0 | 0.0065879 | 628.4487 | -5.9291
1138 | 886307 | 2022-01-14 20:30 | 4 | 20:30 | 1900-01-03 20:30 | 0 | 0 | 0 | -177.4804 | 0.0064049 | FALSE | 0 | 0 | 0 | 0 | 0.0064049 | 622.5196 | -5.7644
1139 | 886307 | 2022-01-14 20:45 | 4 | 20:45 | 1900-01-03 20:45 | 0 | 0 | 0 | -183.2449 | 0.006227 | FALSE | 0 | 0 | 0 | 0 | 0.006227 | 616.7551 | -5.6043
1140 | 886307 | 2022-01-14 21:00 | 4 | 21:00 | 1900-01-03 21:00 | 0 | 0 | 0 | -188.8492 | 0.006054 | FALSE | 0 | 0 | 0 | 0 | 0.006054 | 611.1508 | -5.4486
1141 | 886307 | 2022-01-14 21:15 | 4 | 21:15 | 1900-01-03 21:15 | 0 | 0 | 0 | -194.2978 | 0.0058859 | FALSE | 0 | 0 | 0 | 0 | 0.0058859 | 605.7022 | -5.2973
1142 | 886307 | 2022-01-14 21:30 | 4 | 21:30 | 1900-01-03 21:30 | 0 | 0 | 0 | -199.5951 | 0.0057224 | FALSE | 0 | 0 | 0 | 0 | 0.0057224 | 600.4049 | -5.1501
1143 | 886307 | 2022-01-14 21:45 | 4 | 21:45 | 1900-01-03 21:45 | 0 | 0 | 0 | -204.7452 | 0.0055634 | FALSE | 0 | 0 | 0 | 0 | 0.0055634 | 595.2548 | -5.0071
1144 | 886307 | 2022-01-14 22:00 | 4 | 22:00 | 1900-01-03 22:00 | 0 | 0 | 0 | -209.7523 | 0.0054089 | FALSE | 0 | 0 | 0 | 0 | 0.0054089 | 590.2477 | -4.868
1145 | 886307 | 2022-01-14 22:15 | 4 | 22:15 | 1900-01-03 22:15 | 0 | 0 | 0 | -214.6203 | 0.0052586 | FALSE | 0 | 0 | 0 | 0 | 0.0052586 | 585.3797 | -4.7328
1146 | 886307 | 2022-01-14 22:30 | 4 | 22:30 | 1900-01-03 22:30 | 0 | 0 | 0 | -219.3531 | 0.0051126 | FALSE | 0 | 0 | 0 | 0 | 0.0051126 | 580.6469 | -4.6013
1147 | 886307 | 2022-01-14 22:45 | 4 | 22:45 | 1900-01-03 22:45 | 0 | 0 | 0 | -223.9544 | 0.0049705 | FALSE | 0 | 0 | 0 | 0 | 0.0049705 | 576.0456 | -4.4735
1148 | 886307 | 2022-01-14 23:00 | 4 | 23:00 | 1900-01-03 23:00 | 0 | 0 | 0 | -228.4279 | 0.0048325 | FALSE | 0 | 0 | 0 | 0 | 0.0048325 | 571.5721 | -4.3492
1149 | 886307 | 2022-01-14 23:15 | 4 | 23:15 | 1900-01-03 23:15 | 0 | 0 | 0 | -232.7771 | 0.0046982 | FALSE | 0 | 0 | 0 | 0 | 0.0046982 | 567.2229 | -4.2284
1150 | 886307 | 2022-01-14 23:30 | 4 | 23:30 | 1900-01-03 23:30 | 0 | 0 | 0 | -237.0055 | 0.0045677 | FALSE | 0 | 0 | 0 | 0 | 0.0045677 | 562.9945 | -4.111
1151 | 886307 | 2022-01-14 23:45 | 4 | 23:45 | 1900-01-03 23:45 | 0 | 0 | 0 | -241.1165 | 0.0044409 | FALSE | 0 | 0 | 0 | 0 | 0.0044409 | 558.8835 | -3.9968
1152 | 886307 | 2022-01-15 | 5 | 0:00 | 1900-01-04 | 1 | 6.7812e-06 | 0.075347 | -245.1132 | 0.0043175 | FALSE | 0 | 0 | 0 | 0 | 0.0043175 | 554.8868 | 63.9268
1153 | 886307 | 2022-01-15 00:15 | 5 | 0:15 | 1900-01-04 00:15 | 1 | 6.7812e-06 | 0.075347 | -181.1865 | 0.0062905 | FALSE | 0 | 0 | 0 | 0 | 0.0062905 | 618.8135 | 62.151
1154 | 886307 | 2022-01-15 00:30 | 5 | 0:30 | 1900-01-04 00:30 | 1 | 6.7812e-06 | 0.075347 | -119.0355 | 0.0082088 | FALSE | 0 | 0 | 0 | 0 | 0.0082088 | 680.9645 | 60.4246
1155 | 886307 | 2022-01-15 00:45 | 5 | 0:45 | 1900-01-04 00:45 | 1 | 6.7812e-06 | 0.075347 | -58.6109 | 0.010074 | FALSE | 0 | 0 | 0 | 0 | 0.010074 | 741.3891 | 58.7461
1156 | 886307 | 2022-01-15 01:00 | 5 | 1:00 | 1900-01-04 01:00 | 1 | 6.7812e-06 | 0.075347 | 0.13528 | 0.011887 | FALSE | 0 | 0 | 0 | 0 | 0.011887 | 800.1353 | 57.1143
1157 | 886307 | 2022-01-15 01:15 | 5 | 1:15 | 1900-01-04 01:15 | 1 | 6.7812e-06 | 0.075347 | 57.2496 | 0.01365 | TRUE | 500 | 5.5556 | 0.68248 | 0.17461 | 0.11917 | 857.2496 | -39.4371
1158 | 886307 | 2022-01-15 01:30 | 5 | 1:30 | 1900-01-04 01:30 | 1 | 6.7812e-06 | 0.075347 | 17.8125 | 0.012432 | FALSE | 0 | 0 | 0 | 0 | 0.012432 | 817.8125 | 56.6233
1159 | 886307 | 2022-01-15 01:45 | 5 | 1:45 | 1900-01-04 01:45 | 1 | 6.7812e-06 | 0.075347 | 74.4358 | 0.01418 | TRUE | 500 | 5.5556 | 0.70901 | 0.19501 | 0.13826 | 874.4358 | -56.6233
1160 | 886307 | 2022-01-15 02:00 | 5 | 2:00 | 1900-01-04 02:00 | 1 | 6.7812e-06 | 0.075347 | 17.8125 | 0.012432 | FALSE | 0 | 0 | 0 | 0 | 0.012432 | 817.8125 | 56.6233
1161 | 886307 | 2022-01-15 02:15 | 5 | 2:15 | 1900-01-04 02:15 | 1 | 6.7812e-06 | 0.075347 | 74.4358 | 0.01418 | TRUE | 500 | 5.5556 | 0.70901 | 0.19501 | 0.13826 | 874.4358 | -56.6233
1162 | 886307 | 2022-01-15 02:30 | 5 | 2:30 | 1900-01-04 02:30 | 1 | 6.7812e-06 | 0.075347 | 17.8125 | 0.012432 | FALSE | 0 | 0 | 0 | 0 | 0.012432 | 817.8125 | 56.6233
1163 | 886307 | 2022-01-15 02:45 | 5 | 2:45 | 1900-01-04 02:45 | 1 | 6.7812e-06 | 0.075347 | 74.4358 | 0.01418 | TRUE | 500 | 5.5556 | 0.70901 | 0.19501 | 0.13826 | 874.4358 | -56.6233
1164 | 886307 | 2022-01-15 03:00 | 5 | 3:00 | 1900-01-04 03:00 | 1 | 6.7812e-06 | 0.075347 | 17.8125 | 0.012432 | FALSE | 0 | 0 | 0 | 0 | 0.012432 | 817.8125 | 56.6233
1165 | 886307 | 2022-01-15 03:15 | 5 | 3:15 | 1900-01-04 03:15 | 1 | 6.7812e-06 | 0.075347 | 74.4358 | 0.01418 | TRUE | 500 | 5.5556 | 0.70901 | 0.19501 | 0.13826 | 874.4358 | -56.6233
1166 | 886307 | 2022-01-15 03:30 | 5 | 3:30 | 1900-01-04 03:30 | 1 | 6.7812e-06 | 0.075347 | 17.8125 | 0.012432 | FALSE | 0 | 0 | 0 | 0 | 0.012432 | 817.8125 | 56.6233
1167 | 886307 | 2022-01-15 03:45 | 5 | 3:45 | 1900-01-04 03:45 | 1 | 6.7812e-06 | 0.075347 | 74.4358 | 0.01418 | TRUE | 500 | 5.5556 | 0.70901 | 0.19501 | 0.13826 | 874.4358 | -56.6233
1168 | 886307 | 2022-01-15 04:00 | 5 | 4:00 | 1900-01-04 04:00 | 1 | 6.7812e-06 | 0.075347 | 17.8125 | 0.012432 | FALSE | 0 | 0 | 0 | 0 | 0.012432 | 817.8125 | 56.6233
1169 | 886307 | 2022-01-15 04:15 | 5 | 4:15 | 1900-01-04 04:15 | 1 | 6.7812e-06 | 0.075347 | 74.4358 | 0.01418 | TRUE | 500 | 5.5556 | 0.70901 | 0.19501 | 0.13826 | 874.4358 | -56.6233
1170 | 886307 | 2022-01-15 04:30 | 5 | 4:30 | 1900-01-04 04:30 | 1 | 6.7812e-06 | 0.075347 | 17.8125 | 0.012432 | FALSE | 0 | 0 | 0 | 0 | 0.012432 | 817.8125 | 56.6233
1171 | 886307 | 2022-01-15 04:45 | 5 | 4:45 | 1900-01-04 04:45 | 1 | 6.7812e-06 | 0.075347 | 74.4358 | 0.01418 | TRUE | 500 | 5.5556 | 0.70901 | 0.19501 | 0.13826 | 874.4358 | -56.6233
1172 | 886307 | 2022-01-15 05:00 | 5 | 5:00 | 1900-01-04 05:00 | 1 | 6.7812e-06 | 0.075347 | 17.8125 | 0.012432 | FALSE | 0 | 0 | 0 | 0 | 0.012432 | 817.8125 | 56.6233
1173 | 886307 | 2022-01-15 05:15 | 5 | 5:15 | 1900-01-04 05:15 | 1 | 6.7812e-06 | 0.075347 | 74.4358 | 0.01418 | TRUE | 500 | 5.5556 | 0.70901 | 0.19501 | 0.13826 | 874.4358 | -56.6233
1174 | 886307 | 2022-01-15 05:30 | 5 | 5:30 | 1900-01-04 05:30 | 1 | 6.7812e-06 | 0.075347 | 17.8125 | 0.012432 | FALSE | 0 | 0 | 0 | 0 | 0.012432 | 817.8125 | 56.6233
1175 | 886307 | 2022-01-15 05:45 | 5 | 5:45 | 1900-01-04 05:45 | 1 | 6.7812e-06 | 0.075347 | 74.4358 | 0.01418 | TRUE | 500 | 5.5556 | 0.70901 | 0.19501 | 0.13826 | 874.4358 | -56.6233
1176 | 886307 | 2022-01-15 06:00 | 5 | 6:00 | 1900-01-04 06:00 | 1 | 6.7812e-06 | 0.075347 | 17.8125 | 0.012432 | FALSE | 0 | 0 | 0 | 0 | 0.012432 | 817.8125 | 56.6233
1177 | 886307 | 2022-01-15 06:15 | 5 | 6:15 | 1900-01-04 06:15 | 1 | 6.7812e-06 | 0.075347 | 74.4358 | 0.01418 | TRUE | 500 | 5.5556 | 0.70901 | 0.19501 | 0.13826 | 874.4358 | -56.6233
1178 | 886307 | 2022-01-15 06:30 | 5 | 6:30 | 1900-01-04 06:30 | 1 | 6.7812e-06 | 0.075347 | 17.8125 | 0.012432 | FALSE | 0 | 0 | 0 | 0 | 0.012432 | 817.8125 | 56.6233
1179 | 886307 | 2022-01-15 06:45 | 5 | 6:45 | 1900-01-04 06:45 | 1 | 6.7812e-06 | 0.075347 | 74.4358 | 0.01418 | TRUE | 500 | 5.5556 | 0.70901 | 0.19501 | 0.13826 | 874.4358 | -56.6233
1180 | 886307 | 2022-01-15 07:00 | 5 | 7:00 | 1900-01-04 07:00 | 1 | 6.7812e-06 | 0.075347 | 17.8125 | 0.012432 | FALSE | 0 | 0 | 0 | 0 | 0.012432 | 817.8125 | 56.6233
1181 | 886307 | 2022-01-15 07:15 | 5 | 7:15 | 1900-01-04 07:15 | 1 | 6.7812e-06 | 0.075347 | 74.4358 | 0.01418 | TRUE | 500 | 5.5556 | 0.70901 | 0.19501 | 0.13826 | 874.4358 | -56.6233
1182 | 886307 | 2022-01-15 07:30 | 5 | 7:30 | 1900-01-04 07:30 | 1 | 6.7812e-06 | 0.075347 | 17.8125 | 0.012432 | FALSE | 0 | 0 | 0 | 0 | 0.012432 | 817.8125 | 56.6233
1183 | 886307 | 2022-01-15 07:45 | 5 | 7:45 | 1900-01-04 07:45 | 1 | 6.7812e-06 | 0.075347 | 74.4358 | 0.01418 | TRUE | 500 | 5.5556 | 0.70901 | 0.19501 | 0.13826 | 874.4358 | -56.6233
1184 | 886307 | 2022-01-15 08:00 | 5 | 8:00 | 1900-01-04 08:00 | 1 | 6.7812e-06 | 0.075347 | 17.8125 | 0.012432 | FALSE | 0 | 0 | 0 | 0 | 0.012432 | 817.8125 | 56.6233
1185 | 886307 | 2022-01-15 08:15 | 5 | 8:15 | 1900-01-04 08:15 | 1 | 6.7812e-06 | 0.075347 | 74.4358 | 0.01418 | TRUE | 500 | 5.5556 | 0.70901 | 0.19501 | 0.13826 | 874.4358 | -56.6233
1186 | 886307 | 2022-01-15 08:30 | 5 | 8:30 | 1900-01-04 08:30 | 3 | 2.0344e-05 | 0.22604 | 17.8125 | 0.012432 | FALSE | 0 | 0 | 0 | 0 | 0.012432 | 817.8125 | 192.2483
1187 | 886307 | 2022-01-15 08:45 | 5 | 8:45 | 1900-01-04 08:45 | 3 | 2.0344e-05 | 0.22604 | 210.0608 | 0.018366 | TRUE | 500 | 5.5556 | 0.9183 | 0.31466 | 0.28896 | 1010.0608 | -56.6233
1188 | 886307 | 2022-01-15 09:00 | 5 | 9:00 | 1900-01-04 09:00 | 2 | 1.3562e-05 | 0.15069 | 153.4375 | 0.016618 | TRUE | 500 | 5.5556 | 0.83092 | 0.27204 | 0.22604 | 953.4375 | -67.8125
1189 | 886307 | 2022-01-15 09:15 | 5 | 9:15 | 1900-01-04 09:15 | 2 | 1.3562e-05 | 0.15069 | 85.625 | 0.014525 | TRUE | 500 | 5.5556 | 0.72627 | 0.20749 | 0.15069 | 885.625 | 0
1190 | 886307 | 2022-01-15 09:30 | 5 | 9:30 | 1900-01-04 09:30 | 2 | 1.3562e-05 | 0.15069 | 85.625 | 0.014525 | TRUE | 500 | 5.5556 | 0.72627 | 0.20749 | 0.15069 | 885.625 | 0
1191 | 886307 | 2022-01-15 09:45 | 5 | 9:45 | 1900-01-04 09:45 | 2 | 1.3562e-05 | 0.15069 | 85.625 | 0.014525 | TRUE | 500 | 5.5556 | 0.72627 | 0.20749 | 0.15069 | 885.625 | 0
1192 | 886307 | 2022-01-15 10:00 | 5 | 10:00 | 1900-01-04 10:00 | 2 | 1.3562e-05 | 0.15069 | 85.625 | 0.014525 | TRUE | 500 | 5.5556 | 0.72627 | 0.20749 | 0.15069 | 885.625 | 0
1193 | 886307 | 2022-01-15 10:15 | 5 | 10:15 | 1900-01-04 10:15 | 2 | 1.3562e-05 | 0.15069 | 85.625 | 0.014525 | TRUE | 500 | 5.5556 | 0.72627 | 0.20749 | 0.15069 | 885.625 | 0
1194 | 886307 | 2022-01-15 10:30 | 5 | 10:30 | 1900-01-04 10:30 | 2 | 1.3562e-05 | 0.15069 | 85.625 | 0.014525 | TRUE | 500 | 5.5556 | 0.72627 | 0.20749 | 0.15069 | 885.625 | 0
1195 | 886307 | 2022-01-15 10:45 | 5 | 10:45 | 1900-01-04 10:45 | 2 | 1.3562e-05 | 0.15069 | 85.625 | 0.014525 | TRUE | 500 | 5.5556 | 0.72627 | 0.20749 | 0.15069 | 885.625 | 0
1196 | 886307 | 2022-01-15 11:00 | 5 | 11:00 | 1900-01-04 11:00 | 2 | 1.3562e-05 | 0.15069 | 85.625 | 0.014525 | TRUE | 500 | 5.5556 | 0.72627 | 0.20749 | 0.15069 | 885.625 | 0
1197 | 886307 | 2022-01-15 11:15 | 5 | 11:15 | 1900-01-04 11:15 | 2 | 1.3562e-05 | 0.15069 | 85.625 | 0.014525 | TRUE | 500 | 5.5556 | 0.72627 | 0.20749 | 0.15069 | 885.625 | 0
1198 | 886307 | 2022-01-15 11:30 | 5 | 11:30 | 1900-01-04 11:30 | 2 | 1.3562e-05 | 0.15069 | 85.625 | 0.014525 | TRUE | 500 | 5.5556 | 0.72627 | 0.20749 | 0.15069 | 885.625 | 0
1199 | 886307 | 2022-01-15 11:45 | 5 | 11:45 | 1900-01-04 11:45 | 2 | 1.3562e-05 | 0.15069 | 85.625 | 0.014525 | TRUE | 500 | 5.5556 | 0.72627 | 0.20749 | 0.15069 | 885.625 | 0
1200 | 886307 | 2022-01-15 12:00 | 5 | 12:00 | 1900-01-04 12:00 | 0 | 0 | 0 | 85.625 | 0.014525 | TRUE | 500 | 5.5556 | 0.72627 | 0.20749 | 0.15069 | 885.625 | -135.625
1201 | 886307 | 2022-01-15 12:15 | 5 | 12:15 | 1900-01-04 12:15 | 0 | 0 | 0 | -50 | 0.01034 | FALSE | 0 | 0 | 0 | 0 | 0.01034 | 750 | -9.3056
1202 | 886307 | 2022-01-15 12:30 | 5 | 12:30 | 1900-01-04 12:30 | 2 | 1.3562e-05 | 0.15069 | -59.3056 | 0.010052 | FALSE | 0 | 0 | 0 | 0 | 0.010052 | 740.6944 | 126.5779
1203 | 886307 | 2022-01-15 12:45 | 5 | 12:45 | 1900-01-04 12:45 | 2 | 1.3562e-05 | 0.15069 | 67.2724 | 0.013959 | TRUE | 500 | 5.5556 | 0.69795 | 0.18669 | 0.1303 | 867.2724 | 18.3526
1204 | 886307 | 2022-01-15 13:00 | 5 | 13:00 | 1900-01-04 13:00 | 1 | 6.7812e-06 | 0.075347 | 85.625 | 0.014525 | TRUE | 500 | 5.5556 | 0.72627 | 0.20749 | 0.15069 | 885.625 | -67.8125
1205 | 886307 | 2022-01-15 13:15 | 5 | 13:15 | 1900-01-04 13:15 | 1 | 6.7812e-06 | 0.075347 | 17.8125 | 0.012432 | FALSE | 0 | 0 | 0 | 0 | 0.012432 | 817.8125 | 56.6233
1206 | 886307 | 2022-01-15 13:30 | 5 | 13:30 | 1900-01-04 13:30 | 0 | 0 | 0 | 74.4358 | 0.01418 | TRUE | 500 | 5.5556 | 0.70901 | 0.19501 | 0.13826 | 874.4358 | -124.4358
1207 | 886307 | 2022-01-15 13:45 | 5 | 13:45 | 1900-01-04 13:45 | 0 | 0 | 0 | -50 | 0.01034 | FALSE | 0 | 0 | 0 | 0 | 0.01034 | 750 | -9.3056
1208 | 886307 | 2022-01-15 14:00 | 5 | 14:00 | 1900-01-04 14:00 | 0 | 0 | 0 | -59.3056 | 0.010052 | FALSE | 0 | 0 | 0 | 0 | 0.010052 | 740.6944 | -9.0471
1209 | 886307 | 2022-01-15 14:15 | 5 | 14:15 | 1900-01-04 14:15 | 0 | 0 | 0 | -68.3526 | 0.0097731 | FALSE | 0 | 0 | 0 | 0 | 0.0097731 | 731.6474 | -8.7958
1210 | 886307 | 2022-01-15 14:30 | 5 | 14:30 | 1900-01-04 14:30 | 0 | 0 | 0 | -77.1484 | 0.0095016 | FALSE | 0 | 0 | 0 | 0 | 0.0095016 | 722.8516 | -8.5514
1211 | 886307 | 2022-01-15 14:45 | 5 | 14:45 | 1900-01-04 14:45 | 0 | 0 | 0 | -85.6998 | 0.0092377 | FALSE | 0 | 0 | 0 | 0 | 0.0092377 | 714.3002 | -8.3139
1212 | 886307 | 2022-01-15 15:00 | 5 | 15:00 | 1900-01-04 15:00 | 0 | 0 | 0 | -94.0137 | 0.0089811 | FALSE | 0 | 0 | 0 | 0 | 0.0089811 | 705.9863 | -8.083
1213 | 886307 | 2022-01-15 15:15 | 5 | 15:15 | 1900-01-04 15:15 | 0 | 0 | 0 | -102.0967 | 0.0087316 | FALSE | 0 | 0 | 0 | 0 | 0.0087316 | 697.9033 | -7.8584
1214 | 886307 | 2022-01-15 15:30 | 5 | 15:30 | 1900-01-04 15:30 | 0 | 0 | 0 | -109.9551 | 0.008489 | FALSE | 0 | 0 | 0 | 0 | 0.008489 | 690.0449 | -7.6401
1215 | 886307 | 2022-01-15 15:45 | 5 | 15:45 | 1900-01-04 15:45 | 0 | 0 | 0 | -117.5952 | 0.0082532 | FALSE | 0 | 0 | 0 | 0 | 0.0082532 | 682.4048 | -7.4279
1216 | 886307 | 2022-01-15 16:00 | 5 | 16:00 | 1900-01-04 16:00 | 0 | 0 | 0 | -125.0231 | 0.008024 | FALSE | 0 | 0 | 0 | 0 | 0.008024 | 674.9769 | -7.2216
1217 | 886307 | 2022-01-15 16:15 | 5 | 16:15 | 1900-01-04 16:15 | 0 | 0 | 0 | -132.2447 | 0.0078011 | FALSE | 0 | 0 | 0 | 0 | 0.0078011 | 667.7553 | -7.021
1218 | 886307 | 2022-01-15 16:30 | 5 | 16:30 | 1900-01-04 16:30 | 0 | 0 | 0 | -139.2657 | 0.0075844 | FALSE | 0 | 0 | 0 | 0 | 0.0075844 | 660.7343 | -6.826
1219 | 886307 | 2022-01-15 16:45 | 5 | 16:45 | 1900-01-04 16:45 | 0 | 0 | 0 | -146.0916 | 0.0073737 | FALSE | 0 | 0 | 0 | 0 | 0.0073737 | 653.9084 | -6.6363
1220 | 886307 | 2022-01-15 17:00 | 5 | 17:00 | 1900-01-04 17:00 | 0 | 0 | 0 | -152.728 | 0.0071689 | FALSE | 0 | 0 | 0 | 0 | 0.0071689 | 647.272 | -6.452
1221 | 886307 | 2022-01-15 17:15 | 5 | 17:15 | 1900-01-04 17:15 | 0 | 0 | 0 | -159.18 | 0.0069698 | FALSE | 0 | 0 | 0 | 0 | 0.0069698 | 640.82 | -6.2728
1222 | 886307 | 2022-01-15 17:30 | 5 | 17:30 | 1900-01-04 17:30 | 0 | 0 | 0 | -165.4528 | 0.0067761 | FALSE | 0 | 0 | 0 | 0 | 0.0067761 | 634.5472 | -6.0985
1223 | 886307 | 2022-01-15 17:45 | 5 | 17:45 | 1900-01-04 17:45 | 0 | 0 | 0 | -171.5513 | 0.0065879 | FALSE | 0 | 0 | 0 | 0 | 0.0065879 | 628.4487 | -5.9291
1224 | 886307 | 2022-01-15 18:00 | 5 | 18:00 | 1900-01-04 18:00 | 0 | 0 | 0 | -177.4804 | 0.0064049 | FALSE | 0 | 0 | 0 | 0 | 0.0064049 | 622.5196 | -5.7644
1225 | 886307 | 2022-01-15 18:15 | 5 | 18:15 | 1900-01-04 18:15 | 0 | 0 | 0 | -183.2449 | 0.006227 | FALSE | 0 | 0 | 0 | 0 | 0.006227 | 616.7551 | -5.6043
1226 | 886307 | 2022-01-15 18:30 | 5 | 18:30 | 1900-01-04 18:30 | 0 | 0 | 0 | -188.8492 | 0.006054 | FALSE | 0 | 0 | 0 | 0 | 0.006054 | 611.1508 | -5.4486
1227 | 886307 | 2022-01-15 18:45 | 5 | 18:45 | 1900-01-04 18:45 | 0 | 0 | 0 | -194.2978 | 0.0058859 | FALSE | 0 | 0 | 0 | 0 | 0.0058859 | 605.7022 | -5.2973
1228 | 886307 | 2022-01-15 19:00 | 5 | 19:00 | 1900-01-04 19:00 | 0 | 0 | 0 | -199.5951 | 0.0057224 | FALSE | 0 | 0 | 0 | 0 | 0.0057224 | 600.4049 | -5.1501
1229 | 886307 | 2022-01-15 19:15 | 5 | 19:15 | 1900-01-04 19:15 | 0 | 0 | 0 | -204.7452 | 0.0055634 | FALSE | 0 | 0 | 0 | 0 | 0.0055634 | 595.2548 | -5.0071
1230 | 886307 | 2022-01-15 19:30 | 5 | 19:30 | 1900-01-04 19:30 | 0 | 0 | 0 | -209.7523 | 0.0054089 | FALSE | 0 | 0 | 0 | 0 | 0.0054089 | 590.2477 | -4.868
1231 | 886307 | 2022-01-15 19:45 | 5 | 19:45 | 1900-01-04 19:45 | 0 | 0 | 0 | -214.6203 | 0.0052586 | FALSE | 0 | 0 | 0 | 0 | 0.0052586 | 585.3797 | -4.7328
1232 | 886307 | 2022-01-15 20:00 | 5 | 20:00 | 1900-01-04 20:00 | 0 | 0 | 0 | -219.3531 | 0.0051126 | FALSE | 0 | 0 | 0 | 0 | 0.0051126 | 580.6469 | -4.6013
1233 | 886307 | 2022-01-15 20:15 | 5 | 20:15 | 1900-01-04 20:15 | 0 | 0 | 0 | -223.9544 | 0.0049705 | FALSE | 0 | 0 | 0 | 0 | 0.0049705 | 576.0456 | -4.4735
1234 | 886307 | 2022-01-15 20:30 | 5 | 20:30 | 1900-01-04 20:30 | 0 | 0 | 0 | -228.4279 | 0.0048325 | FALSE | 0 | 0 | 0 | 0 | 0.0048325 | 571.5721 | -4.3492
1235 | 886307 | 2022-01-15 20:45 | 5 | 20:45 | 1900-01-04 20:45 | 0 | 0 | 0 | -232.7771 | 0.0046982 | FALSE | 0 | 0 | 0 | 0 | 0.0046982 | 567.2229 | -4.2284
1236 | 886307 | 2022-01-15 21:00 | 5 | 21:00 | 1900-01-04 21:00 | 0 | 0 | 0 | -237.0055 | 0.0045677 | FALSE | 0 | 0 | 0 | 0 | 0.0045677 | 562.9945 | -4.111
1237 | 886307 | 2022-01-15 21:15 | 5 | 21:15 | 1900-01-04 21:15 | 0 | 0 | 0 | -241.1165 | 0.0044409 | FALSE | 0 | 0 | 0 | 0 | 0.0044409 | 558.8835 | -3.9968
1238 | 886307 | 2022-01-15 21:30 | 5 | 21:30 | 1900-01-04 21:30 | 0 | 0 | 0 | -245.1132 | 0.0043175 | FALSE | 0 | 0 | 0 | 0 | 0.0043175 | 554.8868 | -3.8857
1239 | 886307 | 2022-01-15 21:45 | 5 | 21:45 | 1900-01-04 21:45 | 0 | 0 | 0 | -248.999 | 0.0041976 | FALSE | 0 | 0 | 0 | 0 | 0.0041976 | 551.001 | -3.7778
1240 | 886307 | 2022-01-15 22:00 | 5 | 22:00 | 1900-01-04 22:00 | 0 | 0 | 0 | -252.7768 | 0.004081 | FALSE | 0 | 0 | 0 | 0 | 0.004081 | 547.2232 | -3.6729
1241 | 886307 | 2022-01-15 22:15 | 5 | 22:15 | 1900-01-04 22:15 | 0 | 0 | 0 | -256.4496 | 0.0039676 | FALSE | 0 | 0 | 0 | 0 | 0.0039676 | 543.5504 | -3.5708
1242 | 886307 | 2022-01-15 22:30 | 5 | 22:30 | 1900-01-04 22:30 | 0 | 0 | 0 | -260.0205 | 0.0038574 | FALSE | 0 | 0 | 0 | 0 | 0.0038574 | 539.9795 | -3.4717
1243 | 886307 | 2022-01-15 22:45 | 5 | 22:45 | 1900-01-04 22:45 | 0 | 0 | 0 | -263.4921 | 0.0037502 | FALSE | 0 | 0 | 0 | 0 | 0.0037502 | 536.5079 | -3.3752
1244 | 886307 | 2022-01-15 23:00 | 5 | 23:00 | 1900-01-04 23:00 | 0 | 0 | 0 | -266.8674 | 0.0036461 | FALSE | 0 | 0 | 0 | 0 | 0.0036461 | 533.1326 | -3.2815
1245 | 886307 | 2022-01-15 23:15 | 5 | 23:15 | 1900-01-04 23:15 | 0 | 0 | 0 | -270.1488 | 0.0035448 | FALSE | 0 | 0 | 0 | 0 | 0.0035448 | 529.8512 | -3.1903
1246 | 886307 | 2022-01-15 23:30 | 5 | 23:30 | 1900-01-04 23:30 | 0 | 0 | 0 | -273.3391 | 0.0034463 | FALSE | 0 | 0 | 0 | 0 | 0.0034463 | 526.6609 | -3.1017
1247 | 886307 | 2022-01-15 23:45 | 5 | 23:45 | 1900-01-04 23:45 | 0 | 0 | 0 | -276.4408 | 0.0033506 | FALSE | 0 | 0 | 0 | 0 | 0.0033506 | 523.5592 | -3.0155
1248 | 886307 | 2022-01-16 | 6 | 0:00 | 1900-01-05 | 0 | 0 | 0 | -279.4564 | 0.0032575 | FALSE | 0 | 0 | 0 | 0 | 0.0032575 | 520.5436 | -2.9318
1249 | 886307 | 2022-01-16 00:15 | 6 | 0:15 | 1900-01-05 00:15 | 0 | 0 | 0 | -282.3881 | 0.003167 | FALSE | 0 | 0 | 0 | 0 | 0.003167 | 517.6119 | -2.8503
1250 | 886307 | 2022-01-16 00:30 | 6 | 0:30 | 1900-01-05 00:30 | 0 | 0 | 0 | -285.2385 | 0.0030791 | FALSE | 0 | 0 | 0 | 0 | 0.0030791 | 514.7615 | -2.7712
1251 | 886307 | 2022-01-16 00:45 | 6 | 0:45 | 1900-01-05 00:45 | 0 | 0 | 0 | -288.0096 | 0.0029935 | FALSE | 0 | 0 | 0 | 0 | 0.0029935 | 511.9904 | -2.6942
1252 | 886307 | 2022-01-16 01:00 | 6 | 1:00 | 1900-01-05 01:00 | 0 | 0 | 0 | -290.7038 | 0.0029104 | FALSE | 0 | 0 | 0 | 0 | 0.0029104 | 509.2962 | -2.6193
1253 | 886307 | 2022-01-16 01:15 | 6 | 1:15 | 1900-01-05 01:15 | 0 | 0 | 0 | -293.3231 | 0.0028295 | FALSE | 0 | 0 | 0 | 0 | 0.0028295 | 506.6769 | -2.5466
1254 | 886307 | 2022-01-16 01:30 | 6 | 1:30 | 1900-01-05 01:30 | 0 | 0 | 0 | -295.8697 | 0.0027509 | FALSE | 0 | 0 | 0 | 0 | 0.0027509 | 504.1303 | -2.4758
1255 | 886307 | 2022-01-16 01:45 | 6 | 1:45 | 1900-01-05 01:45 | 0 | 0 | 0 | -298.3455 | 0.0026745 | FALSE | 0 | 0 | 0 | 0 | 0.0026745 | 501.6545 | -2.4071
1256 | 886307 | 2022-01-16 02:00 | 6 | 2:00 | 1900-01-05 02:00 | 0 | 0 | 0 | -300.7526 | 0.0026002 | FALSE | 0 | 0 | 0 | 0 | 0.0026002 | 499.2474 | -2.3402
1257 | 886307 | 2022-01-16 02:15 | 6 | 2:15 | 1900-01-05 02:15 | 0 | 0 | 0 | -303.0928 | 0.002528 | FALSE | 0 | 0 | 0 | 0 | 0.002528 | 496.9072 | -2.2752
1258 | 886307 | 2022-01-16 02:30 | 6 | 2:30 | 1900-01-05 02:30 | 0 | 0 | 0 | -305.368 | 0.0024578 | FALSE | 0 | 0 | 0 | 0 | 0.0024578 | 494.632 | -2.212
1259 | 886307 | 2022-01-16 02:45 | 6 | 2:45 | 1900-01-05 02:45 | 0 | 0 | 0 | -307.58 | 0.0023895 | FALSE | 0 | 0 | 0 | 0 | 0.0023895 | 492.42 | -2.1506
1260 | 886307 | 2022-01-16 03:00 | 6 | 3:00 | 1900-01-05 03:00 | 0 | 0 | 0 | -309.7306 | 0.0023231 | FALSE | 0 | 0 | 0 | 0 | 0.0023231 | 490.2694 | -2.0908
1261 | 886307 | 2022-01-16 03:15 | 6 | 3:15 | 1900-01-05 03:15 | 0 | 0 | 0 | -311.8214 | 0.0022586 | FALSE | 0 | 0 | 0 | 0 | 0.0022586 | 488.1786 | -2.0327
1262 | 886307 | 2022-01-16 03:30 | 6 | 3:30 | 1900-01-05 03:30 | 0 | 0 | 0 | -313.8541 | 0.0021959 | FALSE | 0 | 0 | 0 | 0 | 0.0021959 | 486.1459 | -1.9763
1263 | 886307 | 2022-01-16 03:45 | 6 | 3:45 | 1900-01-05 03:45 | 0 | 0 | 0 | -315.8304 | 0.0021349 | FALSE | 0 | 0 | 0 | 0 | 0.0021349 | 484.1696 | -1.9214
1264 | 886307 | 2022-01-16 04:00 | 6 | 4:00 | 1900-01-05 04:00 | 0 | 0 | 0 | -317.7518 | 0.0020756 | FALSE | 0 | 0 | 0 | 0 | 0.0020756 | 482.2482 | -1.868
1265 | 886307 | 2022-01-16 04:15 | 6 | 4:15 | 1900-01-05 04:15 | 0 | 0 | 0 | -319.6198 | 0.0020179 | FALSE | 0 | 0 | 0 | 0 | 0.0020179 | 480.3802 | -1.8161
1266 | 886307 | 2022-01-16 04:30 | 6 | 4:30 | 1900-01-05 04:30 | 0 | 0 | 0 | -321.4359 | 0.0019619 | FALSE | 0 | 0 | 0 | 0 | 0.0019619 | 478.5641 | -1.7657
1267 | 886307 | 2022-01-16 04:45 | 6 | 4:45 | 1900-01-05 04:45 | 0 | 0 | 0 | -323.2016 | 0.0019074 | FALSE | 0 | 0 | 0 | 0 | 0.0019074 | 476.7984 | -1.7166
1268 | 886307 | 2022-01-16 05:00 | 6 | 5:00 | 1900-01-05 05:00 | 0 | 0 | 0 | -324.9182 | 0.0018544 | FALSE | 0 | 0 | 0 | 0 | 0.0018544 | 475.0818 | -1.6689
1269 | 886307 | 2022-01-16 05:15 | 6 | 5:15 | 1900-01-05 05:15 | 0 | 0 | 0 | -326.5871 | 0.0018029 | FALSE | 0 | 0 | 0 | 0 | 0.0018029 | 473.4129 | -1.6226
1270 | 886307 | 2022-01-16 05:30 | 6 | 5:30 | 1900-01-05 05:30 | 0 | 0 | 0 | -328.2097 | 0.0017528 | FALSE | 0 | 0 | 0 | 0 | 0.0017528 | 471.7903 | -1.5775
1271 | 886307 | 2022-01-16 05:45 | 6 | 5:45 | 1900-01-05 05:45 | 0 | 0 | 0 | -329.7872 | 0.0017041 | FALSE | 0 | 0 | 0 | 0 | 0.0017041 | 470.2128 | -1.5337
1272 | 886307 | 2022-01-16 06:00 | 6 | 6:00 | 1900-01-05 06:00 | 0 | 0 | 0 | -331.3209 | 0.0016568 | FALSE | 0 | 0 | 0 | 0 | 0.0016568 | 468.6791 | -1.4911
1273 | 886307 | 2022-01-16 06:15 | 6 | 6:15 | 1900-01-05 06:15 | 0 | 0 | 0 | -332.812 | 0.0016107 | FALSE | 0 | 0 | 0 | 0 | 0.0016107 | 467.188 | -1.4497
1274 | 886307 | 2022-01-16 06:30 | 6 | 6:30 | 1900-01-05 06:30 | 0 | 0 | 0 | -334.2617 | 0.001566 | FALSE | 0 | 0 | 0 | 0 | 0.001566 | 465.7383 | -1.4094
1275 | 886307 | 2022-01-16 06:45 | 6 | 6:45 | 1900-01-05 06:45 | 0 | 0 | 0 | -335.6711 | 0.0015225 | FALSE | 0 | 0 | 0 | 0 | 0.0015225 | 464.3289 | -1.3702
1276 | 886307 | 2022-01-16 07:00 | 6 | 7:00 | 1900-01-05 07:00 | 0 | 0 | 0 | -337.0413 | 0.0014802 | FALSE | 0 | 0 | 0 | 0 | 0.0014802 | 462.9587 | -1.3322
1277 | 886307 | 2022-01-16 07:15 | 6 | 7:15 | 1900-01-05 07:15 | 0 | 0 | 0 | -338.3735 | 0.0014391 | FALSE | 0 | 0 | 0 | 0 | 0.0014391 | 461.6265 | -1.2952
1278 | 886307 | 2022-01-16 07:30 | 6 | 7:30 | 1900-01-05 07:30 | 0 | 0 | 0 | -339.6687 | 0.0013991 | FALSE | 0 | 0 | 0 | 0 | 0.0013991 | 460.3313 | -1.2592
1279 | 886307 | 2022-01-16 07:45 | 6 | 7:45 | 1900-01-05 07:45 | 0 | 0 | 0 | -340.9279 | 0.0013603 | FALSE | 0 | 0 | 0 | 0 | 0.0013603 | 459.0721 | -1.2242
1280 | 886307 | 2022-01-16 08:00 | 6 | 8:00 | 1900-01-05 08:00 | 0 | 0 | 0 | -342.1521 | 0.0013225 | FALSE | 0 | 0 | 0 | 0 | 0.0013225 | 457.8479 | -1.1902
1281 | 886307 | 2022-01-16 08:15 | 6 | 8:15 | 1900-01-05 08:15 | 0 | 0 | 0 | -343.3423 | 0.0012857 | FALSE | 0 | 0 | 0 | 0 | 0.0012857 | 456.6577 | -1.1572
1282 | 886307 | 2022-01-16 08:30 | 6 | 8:30 | 1900-01-05 08:30 | 0 | 0 | 0 | -344.4995 | 0.00125 | FALSE | 0 | 0 | 0 | 0 | 0.00125 | 455.5005 | -1.125
1283 | 886307 | 2022-01-16 08:45 | 6 | 8:45 | 1900-01-05 08:45 | 0 | 0 | 0 | -345.6245 | 0.0012153 | FALSE | 0 | 0 | 0 | 0 | 0.0012153 | 454.3755 | -1.0938
1284 | 886307 | 2022-01-16 09:00 | 6 | 9:00 | 1900-01-05 09:00 | 0 | 0 | 0 | -346.7183 | 0.0011815 | FALSE | 0 | 0 | 0 | 0 | 0.0011815 | 453.2817 | -1.0634
1285 | 886307 | 2022-01-16 09:15 | 6 | 9:15 | 1900-01-05 09:15 | 0 | 0 | 0 | -347.7816 | 0.0011487 | FALSE | 0 | 0 | 0 | 0 | 0.0011487 | 452.2184 | -1.0338
1286 | 886307 | 2022-01-16 09:30 | 6 | 9:30 | 1900-01-05 09:30 | 0 | 0 | 0 | -348.8155 | 0.0011168 | FALSE | 0 | 0 | 0 | 0 | 0.0011168 | 451.1845 | -1.0051
1287 | 886307 | 2022-01-16 09:45 | 6 | 9:45 | 1900-01-05 09:45 | 0 | 0 | 0 | -349.8206 | 0.0010858 | FALSE | 0 | 0 | 0 | 0 | 0.0010858 | 450.1794 | -0.97721
1288 | 886307 | 2022-01-16 10:00 | 6 | 10:00 | 1900-01-05 10:00 | 0 | 0 | 0 | -350.7978 | 0.0010556 | FALSE | 0 | 0 | 0 | 0 | 0.0010556 | 449.2022 | -0.95006
1289 | 886307 | 2022-01-16 10:15 | 6 | 10:15 | 1900-01-05 10:15 | 0 | 0 | 0 | -351.7479 | 0.0010263 | FALSE | 0 | 0 | 0 | 0 | 0.0010263 | 448.2521 | -0.92367
1290 | 886307 | 2022-01-16 10:30 | 6 | 10:30 | 1900-01-05 10:30 | 0 | 0 | 0 | -352.6715 | 0.00099779 | FALSE | 0 | 0 | 0 | 0 | 0.00099779 | 447.3285 | -0.89801
1291 | 886307 | 2022-01-16 10:45 | 6 | 10:45 | 1900-01-05 10:45 | 0 | 0 | 0 | -353.5696 | 0.00097008 | FALSE | 0 | 0 | 0 | 0 | 0.00097008 | 446.4304 | -0.87307
1292 | 886307 | 2022-01-16 11:00 | 6 | 11:00 | 1900-01-05 11:00 | 0 | 0 | 0 | -354.4426 | 0.00094313 | FALSE | 0 | 0 | 0 | 0 | 0.00094313 | 445.5574 | -0.84882
1293 | 886307 | 2022-01-16 11:15 | 6 | 11:15 | 1900-01-05 11:15 | 0 | 0 | 0 | -355.2914 | 0.00091693 | FALSE | 0 | 0 | 0 | 0 | 0.00091693 | 444.7086 | -0.82524
1294 | 886307 | 2022-01-16 11:30 | 6 | 11:30 | 1900-01-05 11:30 | 0 | 0 | 0 | -356.1167 | 0.00089146 | FALSE | 0 | 0 | 0 | 0 | 0.00089146 | 443.8833 | -0.80231
1295 | 886307 | 2022-01-16 11:45 | 6 | 11:45 | 1900-01-05 11:45 | 0 | 0 | 0 | -356.919 | 0.0008667 | FALSE | 0 | 0 | 0 | 0 | 0.0008667 | 443.081 | -0.78003
1296 | 886307 | 2022-01-16 12:00 | 6 | 12:00 | 1900-01-05 12:00 | 0 | 0 | 0 | -357.699 | 0.00084262 | FALSE | 0 | 0 | 0 | 0 | 0.00084262 | 442.301 | -0.75836
1297 | 886307 | 2022-01-16 12:15 | 6 | 12:15 | 1900-01-05 12:15 | 0 | 0 | 0 | -358.4574 | 0.00081922 | FALSE | 0 | 0 | 0 | 0 | 0.00081922 | 441.5426 | -0.73729
1298 | 886307 | 2022-01-16 12:30 | 6 | 12:30 | 1900-01-05 12:30 | 0 | 0 | 0 | -359.1947 | 0.00079646 | FALSE | 0 | 0 | 0 | 0 | 0.00079646 | 440.8053 | -0.71681
1299 | 886307 | 2022-01-16 12:45 | 6 | 12:45 | 1900-01-05 12:45 | 0 | 0 | 0 | -359.9115 | 0.00077434 | FALSE | 0 | 0 | 0 | 0 | 0.00077434 | 440.0885 | -0.6969
1300 | 886307 | 2022-01-16 13:00 | 6 | 13:00 | 1900-01-05 13:00 | 0 | 0 | 0 | -360.6084 | 0.00075283 | FALSE | 0 | 0 | 0 | 0 | 0.00075283 | 439.3916 | -0.67754
1301 | 886307 | 2022-01-16 13:15 | 6 | 13:15 | 1900-01-05 13:15 | 0 | 0 | 0 | -361.2859 | 0.00073192 | FALSE | 0 | 0 | 0 | 0 | 0.00073192 | 438.7141 | -0.65872
1302 | 886307 | 2022-01-16 13:30 | 6 | 13:30 | 1900-01-05 13:30 | 0 | 0 | 0 | -361.9447 | 0.00071158 | FALSE | 0 | 0 | 0 | 0 | 0.00071158 | 438.0553 | -0.64043
1303 | 886307 | 2022-01-16 13:45 | 6 | 13:45 | 1900-01-05 13:45 | 0 | 0 | 0 | -362.5851 | 0.00069182 | FALSE | 0 | 0 | 0 | 0 | 0.00069182 | 437.4149 | -0.62264
1304 | 886307 | 2022-01-16 14:00 | 6 | 14:00 | 1900-01-05 14:00 | 0 | 0 | 0 | -363.2077 | 0.0006726 | FALSE | 0 | 0 | 0 | 0 | 0.0006726 | 436.7923 | -0.60534
1305 | 886307 | 2022-01-16 14:15 | 6 | 14:15 | 1900-01-05 14:15 | 0 | 0 | 0 | -363.8131 | 0.00065392 | FALSE | 0 | 0 | 0 | 0 | 0.00065392 | 436.1869 | -0.58853
1306 | 886307 | 2022-01-16 14:30 | 6 | 14:30 | 1900-01-05 14:30 | 0 | 0 | 0 | -364.4016 | 0.00063575 | FALSE | 0 | 0 | 0 | 0 | 0.00063575 | 435.5984 | -0.57218
1307 | 886307 | 2022-01-16 14:45 | 6 | 14:45 | 1900-01-05 14:45 | 0 | 0 | 0 | -364.9738 | 0.00061809 | FALSE | 0 | 0 | 0 | 0 | 0.00061809 | 435.0262 | -0.55628
1308 | 886307 | 2022-01-16 15:00 | 6 | 15:00 | 1900-01-05 15:00 | 0 | 0 | 0 | -365.5301 | 0.00060092 | FALSE | 0 | 0 | 0 | 0 | 0.00060092 | 434.4699 | -0.54083
1309 | 886307 | 2022-01-16 15:15 | 6 | 15:15 | 1900-01-05 15:15 | 0 | 0 | 0 | -366.0709 | 0.00058423 | FALSE | 0 | 0 | 0 | 0 | 0.00058423 | 433.9291 | -0.52581
1310 | 886307 | 2022-01-16 15:30 | 6 | 15:30 | 1900-01-05 15:30 | 0 | 0 | 0 | -366.5967 | 0.000568 | FALSE | 0 | 0 | 0 | 0 | 0.000568 | 433.4033 | -0.5112
1311 | 886307 | 2022-01-16 15:45 | 6 | 15:45 | 1900-01-05 15:45 | 0 | 0 | 0 | -367.1079 | 0.00055223 | FALSE | 0 | 0 | 0 | 0 | 0.00055223 | 432.8921 | -0.497
1312 | 886307 | 2022-01-16 16:00 | 6 | 16:00 | 1900-01-05 16:00 | 0 | 0 | 0 | -367.6049 | 0.00053689 | FALSE | 0 | 0 | 0 | 0 | 0.00053689 | 432.3951 | -0.4832
1313 | 886307 | 2022-01-16 16:15 | 6 | 16:15 | 1900-01-05 16:15 | 0 | 0 | 0 | -368.0881 | 0.00052197 | FALSE | 0 | 0 | 0 | 0 | 0.00052197 | 431.9119 | -0.46978
1314 | 886307 | 2022-01-16 16:30 | 6 | 16:30 | 1900-01-05 16:30 | 0 | 0 | 0 | -368.5579 | 0.00050747 | FALSE | 0 | 0 | 0 | 0 | 0.00050747 | 431.4421 | -0.45673
1315 | 886307 | 2022-01-16 16:45 | 6 | 16:45 | 1900-01-05 16:45 | 0 | 0 | 0 | -369.0146 | 0.00049338 | FALSE | 0 | 0 | 0 | 0 | 0.00049338 | 430.9854 | -0.44404
1316 | 886307 | 2022-01-16 17:00 | 6 | 17:00 | 1900-01-05 17:00 | 0 | 0 | 0 | -369.4586 | 0.00047967 | FALSE | 0 | 0 | 0 | 0 | 0.00047967 | 430.5414 | -0.4317
1317 | 886307 | 2022-01-16 17:15 | 6 | 17:15 | 1900-01-05 17:15 | 0 | 0 | 0 | -369.8903 | 0.00046635 | FALSE | 0 | 0 | 0 | 0 | 0.00046635 | 430.1097 | -0.41971
1318 | 886307 | 2022-01-16 17:30 | 6 | 17:30 | 1900-01-05 17:30 | 0 | 0 | 0 | -370.3101 | 0.00045339 | FALSE | 0 | 0 | 0 | 0 | 0.00045339 | 429.6899 | -0.40805
1319 | 886307 | 2022-01-16 17:45 | 6 | 17:45 | 1900-01-05 17:45 | 0 | 0 | 0 | -370.7181 | 0.0004408 | FALSE | 0 | 0 | 0 | 0 | 0.0004408 | 429.2819 | -0.39672
1320 | 886307 | 2022-01-16 18:00 | 6 | 18:00 | 1900-01-05 18:00 | 0 | 0 | 0 | -371.1148 | 0.00042855 | FALSE | 0 | 0 | 0 | 0 | 0.00042855 | 428.8852 | -0.3857
1321 | 886307 | 2022-01-16 18:15 | 6 | 18:15 | 1900-01-05 18:15 | 0 | 0 | 0 | -371.5005 | 0.00041665 | FALSE | 0 | 0 | 0 | 0 | 0.00041665 | 428.4995 | -0.37499
1322 | 886307 | 2022-01-16 18:30 | 6 | 18:30 | 1900-01-05 18:30 | 0 | 0 | 0 | -371.8755 | 0.00040508 | FALSE | 0 | 0 | 0 | 0 | 0.00040508 | 428.1245 | -0.36457
1323 | 886307 | 2022-01-16 18:45 | 6 | 18:45 | 1900-01-05 18:45 | 0 | 0 | 0 | -372.2401 | 0.00039382 | FALSE | 0 | 0 | 0 | 0 | 0.00039382 | 427.7599 | -0.35444
1324 | 886307 | 2022-01-16 19:00 | 6 | 19:00 | 1900-01-05 19:00 | 0 | 0 | 0 | -372.5945 | 0.00038289 | FALSE | 0 | 0 | 0 | 0 | 0.00038289 | 427.4055 | -0.3446
1325 | 886307 | 2022-01-16 19:15 | 6 | 19:15 | 1900-01-05 19:15 | 0 | 0 | 0 | -372.9391 | 0.00037225 | FALSE | 0 | 0 | 0 | 0 | 0.00037225 | 427.0609 | -0.33502
1326 | 886307 | 2022-01-16 19:30 | 6 | 19:30 | 1900-01-05 19:30 | 0 | 0 | 0 | -373.2741 | 0.00036191 | FALSE | 0 | 0 | 0 | 0 | 0.00036191 | 426.7259 | -0.32572
1327 | 886307 | 2022-01-16 19:45 | 6 | 19:45 | 1900-01-05 19:45 | 0 | 0 | 0 | -373.5999 | 0.00035186 | FALSE | 0 | 0 | 0 | 0 | 0.00035186 | 426.4001 | -0.31667
1328 | 886307 | 2022-01-16 20:00 | 6 | 20:00 | 1900-01-05 20:00 | 0 | 0 | 0 | -373.9165 | 0.00034208 | FALSE | 0 | 0 | 0 | 0 | 0.00034208 | 426.0835 | -0.30787
1329 | 886307 | 2022-01-16 20:15 | 6 | 20:15 | 1900-01-05 20:15 | 0 | 0 | 0 | -374.2244 | 0.00033258 | FALSE | 0 | 0 | 0 | 0 | 0.00033258 | 425.7756 | -0.29932
1330 | 886307 | 2022-01-16 20:30 | 6 | 20:30 | 1900-01-05 20:30 | 0 | 0 | 0 | -374.5237 | 0.00032334 | FALSE | 0 | 0 | 0 | 0 | 0.00032334 | 425.4763 | -0.29101
1331 | 886307 | 2022-01-16 20:45 | 6 | 20:45 | 1900-01-05 20:45 | 0 | 0 | 0 | -374.8147 | 0.00031436 | FALSE | 0 | 0 | 0 | 0 | 0.00031436 | 425.1853 | -0.28292
1332 | 886307 | 2022-01-16 21:00 | 6 | 21:00 | 1900-01-05 21:00 | 0 | 0 | 0 | -375.0977 | 0.00030563 | FALSE | 0 | 0 | 0 | 0 | 0.00030563 | 424.9023 | -0.27506
1333 | 886307 | 2022-01-16 21:15 | 6 | 21:15 | 1900-01-05 21:15 | 0 | 0 | 0 | -375.3727 | 0.00029714 | FALSE | 0 | 0 | 0 | 0 | 0.00029714 | 424.6273 | -0.26742
1334 | 886307 | 2022-01-16 21:30 | 6 | 21:30 | 1900-01-05 21:30 | 0 | 0 | 0 | -375.6402 | 0.00028888 | FALSE | 0 | 0 | 0 | 0 | 0.00028888 | 424.3598 | -0.26
1335 | 886307 | 2022-01-16 21:45 | 6 | 21:45 | 1900-01-05 21:45 | 0 | 0 | 0 | -375.9001 | 0.00028086 | FALSE | 0 | 0 | 0 | 0 | 0.00028086 | 424.0999 | -0.25277
1336 | 886307 | 2022-01-16 22:00 | 6 | 22:00 | 1900-01-05 22:00 | 0 | 0 | 0 | -376.1529 | 0.00027306 | FALSE | 0 | 0 | 0 | 0 | 0.00027306 | 423.8471 | -0.24575
1337 | 886307 | 2022-01-16 22:15 | 6 | 22:15 | 1900-01-05 22:15 | 0 | 0 | 0 | -376.3987 | 0.00026547 | FALSE | 0 | 0 | 0 | 0 | 0.00026547 | 423.6013 | -0.23893
1338 | 886307 | 2022-01-16 22:30 | 6 | 22:30 | 1900-01-05 22:30 | 0 | 0 | 0 | -376.6376 | 0.0002581 | FALSE | 0 | 0 | 0 | 0 | 0.0002581 | 423.3624 | -0.23229
1339 | 886307 | 2022-01-16 22:45 | 6 | 22:45 | 1900-01-05 22:45 | 0 | 0 | 0 | -376.8699 | 0.00025093 | FALSE | 0 | 0 | 0 | 0 | 0.00025093 | 423.1301 | -0.22584
1340 | 886307 | 2022-01-16 23:00 | 6 | 23:00 | 1900-01-05 23:00 | 0 | 0 | 0 | -377.0957 | 0.00024396 | FALSE | 0 | 0 | 0 | 0 | 0.00024396 | 422.9043 | -0.21956
1341 | 886307 | 2022-01-16 23:15 | 6 | 23:15 | 1900-01-05 23:15 | 0 | 0 | 0 | -377.3153 | 0.00023718 | FALSE | 0 | 0 | 0 | 0 | 0.00023718 | 422.6847 | -0.21346
1342 | 886307 | 2022-01-16 23:30 | 6 | 23:30 | 1900-01-05 23:30 | 0 | 0 | 0 | -377.5288 | 0.00023059 | FALSE | 0 | 0 | 0 | 0 | 0.00023059 | 422.4712 | -0.20753
1343 | 886307 | 2022-01-16 23:45 | 6 | 23:45 | 1900-01-05 23:45 | 0 | 0 | 0 | -377.7363 | 0.00022419 | FALSE | 0 | 0 | 0 | 0 | 0.00022419 | 422.2637 | -0.20177
1344 | 886307 | 2022-01-17 | 0 | 0:00 | 0.00011574 | 1 | 6.7812e-06 | 0.075347 | -377.9381 | 0.00021796 | FALSE | 0 | 0 | 0 | 0 | 0.00021796 | 422.0619 | 67.6163
1345 | 886307 | 2022-01-17 00:15 | 0 | 0:15 | 0.010532 | 1 | 6.7812e-06 | 0.075347 | -310.3217 | 0.0023049 | FALSE | 0 | 0 | 0 | 0 | 0.0023049 | 489.6783 | 65.7381
1346 | 886307 | 2022-01-17 00:30 | 0 | 0:30 | 0.020949 | 1 | 6.7812e-06 | 0.075347 | -244.5836 | 0.0043338 | FALSE | 0 | 0 | 0 | 0 | 0.0043338 | 555.4164 | 63.912
1347 | 886307 | 2022-01-17 00:45 | 0 | 0:45 | 0.031366 | 1 | 6.7812e-06 | 0.075347 | -180.6716 | 0.0063064 | FALSE | 0 | 0 | 0 | 0 | 0.0063064 | 619.3284 | 62.1367
1348 | 886307 | 2022-01-17 01:00 | 0 | 1:00 | 0.041782 | 1 | 6.7812e-06 | 0.075347 | -118.5349 | 0.0082242 | FALSE | 0 | 0 | 0 | 0 | 0.0082242 | 681.4651 | 60.4107
1349 | 886307 | 2022-01-17 01:15 | 0 | 1:15 | 0.052199 | 1 | 6.7812e-06 | 0.075347 | -58.1242 | 0.010089 | FALSE | 0 | 0 | 0 | 0 | 0.010089 | 741.8758 | 58.7326
1350 | 886307 | 2022-01-17 01:30 | 0 | 1:30 | 0.062616 | 1 | 6.7812e-06 | 0.075347 | 0.60844 | 0.011901 | FALSE | 0 | 0 | 0 | 0 | 0.011901 | 800.6084 | 57.1012
1351 | 886307 | 2022-01-17 01:45 | 0 | 1:45 | 0.073032 | 1 | 6.7812e-06 | 0.075347 | 57.7096 | 0.013664 | TRUE | 500 | 5.5556 | 0.68319 | 0.17517 | 0.11968 | 857.7096 | -39.8971
1352 | 886307 | 2022-01-17 02:00 | 0 | 2:00 | 0.083449 | 1 | 6.7812e-06 | 0.075347 | 17.8125 | 0.012432 | FALSE | 0 | 0 | 0 | 0 | 0.012432 | 817.8125 | 56.6233
1353 | 886307 | 2022-01-17 02:15 | 0 | 2:15 | 0.093866 | 1 | 6.7812e-06 | 0.075347 | 74.4358 | 0.01418 | TRUE | 500 | 5.5556 | 0.70901 | 0.19501 | 0.13826 | 874.4358 | -56.6233
1354 | 886307 | 2022-01-17 02:30 | 0 | 2:30 | 0.10428 | 1 | 6.7812e-06 | 0.075347 | 17.8125 | 0.012432 | FALSE | 0 | 0 | 0 | 0 | 0.012432 | 817.8125 | 56.6233
1355 | 886307 | 2022-01-17 02:45 | 0 | 2:45 | 0.1147 | 1 | 6.7812e-06 | 0.075347 | 74.4358 | 0.01418 | TRUE | 500 | 5.5556 | 0.70901 | 0.19501 | 0.13826 | 874.4358 | -56.6233
1356 | 886307 | 2022-01-17 03:00 | 0 | 3:00 | 0.12512 | 1 | 6.7812e-06 | 0.075347 | 17.8125 | 0.012432 | FALSE | 0 | 0 | 0 | 0 | 0.012432 | 817.8125 | 56.6233
1357 | 886307 | 2022-01-17 03:15 | 0 | 3:15 | 0.13553 | 1 | 6.7812e-06 | 0.075347 | 74.4358 | 0.01418 | TRUE | 500 | 5.5556 | 0.70901 | 0.19501 | 0.13826 | 874.4358 | -56.6233
1358 | 886307 | 2022-01-17 03:30 | 0 | 3:30 | 0.14595 | 1 | 6.7812e-06 | 0.075347 | 17.8125 | 0.012432 | FALSE | 0 | 0 | 0 | 0 | 0.012432 | 817.8125 | 56.6233
1359 | 886307 | 2022-01-17 03:45 | 0 | 3:45 | 0.15637 | 1 | 6.7812e-06 | 0.075347 | 74.4358 | 0.01418 | TRUE | 500 | 5.5556 | 0.70901 | 0.19501 | 0.13826 | 874.4358 | -56.6233
1360 | 886307 | 2022-01-17 04:00 | 0 | 4:00 | 0.16678 | 1 | 6.7812e-06 | 0.075347 | 17.8125 | 0.012432 | FALSE | 0 | 0 | 0 | 0 | 0.012432 | 817.8125 | 56.6233
1361 | 886307 | 2022-01-17 04:15 | 0 | 4:15 | 0.1772 | 1 | 6.7812e-06 | 0.075347 | 74.4358 | 0.01418 | TRUE | 500 | 5.5556 | 0.70901 | 0.19501 | 0.13826 | 874.4358 | -56.6233
1362 | 886307 | 2022-01-17 04:30 | 0 | 4:30 | 0.18762 | 1 | 6.7812e-06 | 0.075347 | 17.8125 | 0.012432 | FALSE | 0 | 0 | 0 | 0 | 0.012432 | 817.8125 | 56.6233
1363 | 886307 | 2022-01-17 04:45 | 0 | 4:45 | 0.19803 | 1 | 6.7812e-06 | 0.075347 | 74.4358 | 0.01418 | TRUE | 500 | 5.5556 | 0.70901 | 0.19501 | 0.13826 | 874.4358 | -56.6233
1364 | 886307 | 2022-01-17 05:00 | 0 | 5:00 | 0.20845 | 1 | 6.7812e-06 | 0.075347 | 17.8125 | 0.012432 | FALSE | 0 | 0 | 0 | 0 | 0.012432 | 817.8125 | 56.6233
1365 | 886307 | 2022-01-17 05:15 | 0 | 5:15 | 0.21887 | 1 | 6.7812e-06 | 0.075347 | 74.4358 | 0.01418 | TRUE | 500 | 5.5556 | 0.70901 | 0.19501 | 0.13826 | 874.4358 | -56.6233
1366 | 886307 | 2022-01-17 05:30 | 0 | 5:30 | 0.22928 | 1 | 6.7812e-06 | 0.075347 | 17.8125 | 0.012432 | FALSE | 0 | 0 | 0 | 0 | 0.012432 | 817.8125 | 56.6233
1367 | 886307 | 2022-01-17 05:45 | 0 | 5:45 | 0.2397 | 1 | 6.7812e-06 | 0.075347 | 74.4358 | 0.01418 | TRUE | 500 | 5.5556 | 0.70901 | 0.19501 | 0.13826 | 874.4358 | -56.6233
1368 | 886307 | 2022-01-17 06:00 | 0 | 6:00 | 0.25012 | 1 | 6.7812e-06 | 0.075347 | 17.8125 | 0.012432 | FALSE | 0 | 0 | 0 | 0 | 0.012432 | 817.8125 | 56.6233
1369 | 886307 | 2022-01-17 06:15 | 0 | 6:15 | 0.26053 | 1 | 6.7812e-06 | 0.075347 | 74.4358 | 0.01418 | TRUE | 500 | 5.5556 | 0.70901 | 0.19501 | 0.13826 | 874.4358 | -56.6233
1370 | 886307 | 2022-01-17 06:30 | 0 | 6:30 | 0.27095 | 1 | 6.7812e-06 | 0.075347 | 17.8125 | 0.012432 | FALSE | 0 | 0 | 0 | 0 | 0.012432 | 817.8125 | 56.6233
1371 | 886307 | 2022-01-17 06:45 | 0 | 6:45 | 0.28137 | 1 | 6.7812e-06 | 0.075347 | 74.4358 | 0.01418 | TRUE | 500 | 5.5556 | 0.70901 | 0.19501 | 0.13826 | 874.4358 | -56.6233
1372 | 886307 | 2022-01-17 07:00 | 0 | 7:00 | 0.29178 | 1 | 6.7812e-06 | 0.075347 | 17.8125 | 0.012432 | FALSE | 0 | 0 | 0 | 0 | 0.012432 | 817.8125 | 56.6233
1373 | 886307 | 2022-01-17 07:15 | 0 | 7:15 | 0.3022 | 1 | 6.7812e-06 | 0.075347 | 74.4358 | 0.01418 | TRUE | 500 | 5.5556 | 0.70901 | 0.19501 | 0.13826 | 874.4358 | -56.6233
1374 | 886307 | 2022-01-17 07:30 | 0 | 7:30 | 0.31262 | 1 | 6.7812e-06 | 0.075347 | 17.8125 | 0.012432 | FALSE | 0 | 0 | 0 | 0 | 0.012432 | 817.8125 | 56.6233
1375 | 886307 | 2022-01-17 07:45 | 0 | 7:45 | 0.32303 | 1 | 6.7812e-06 | 0.075347 | 74.4358 | 0.01418 | TRUE | 500 | 5.5556 | 0.70901 | 0.19501 | 0.13826 | 874.4358 | -56.6233
1376 | 886307 | 2022-01-17 08:00 | 0 | 8:00 | 0.33345 | 1 | 6.7812e-06 | 0.075347 | 17.8125 | 0.012432 | FALSE | 0 | 0 | 0 | 0 | 0.012432 | 817.8125 | 56.6233
1377 | 886307 | 2022-01-17 08:15 | 0 | 8:15 | 0.34387 | 1 | 6.7812e-06 | 0.075347 | 74.4358 | 0.01418 | TRUE | 500 | 5.5556 | 0.70901 | 0.19501 | 0.13826 | 874.4358 | -56.6233
1378 | 886307 | 2022-01-17 08:30 | 0 | 8:30 | 0.35428 | 3 | 2.0344e-05 | 0.22604 | 17.8125 | 0.012432 | FALSE | 0 | 0 | 0 | 0 | 0.012432 | 817.8125 | 192.2483
1379 | 886307 | 2022-01-17 08:45 | 0 | 8:45 | 0.3647 | 3 | 2.0344e-05 | 0.22604 | 210.0608 | 0.018366 | TRUE | 500 | 5.5556 | 0.9183 | 0.31466 | 0.28896 | 1010.0608 | -56.6233
1380 | 886307 | 2022-01-17 09:00 | 0 | 9:00 | 0.37512 | 2 | 1.3562e-05 | 0.15069 | 153.4375 | 0.016618 | TRUE | 500 | 5.5556 | 0.83092 | 0.27204 | 0.22604 | 953.4375 | -67.8125
1381 | 886307 | 2022-01-17 09:15 | 0 | 9:15 | 0.38553 | 2 | 1.3562e-05 | 0.15069 | 85.625 | 0.014525 | TRUE | 500 | 5.5556 | 0.72627 | 0.20749 | 0.15069 | 885.625 | 0
1382 | 886307 | 2022-01-17 09:30 | 0 | 9:30 | 0.39595 | 2 | 1.3562e-05 | 0.15069 | 85.625 | 0.014525 | TRUE | 500 | 5.5556 | 0.72627 | 0.20749 | 0.15069 | 885.625 | 0
1383 | 886307 | 2022-01-17 09:45 | 0 | 9:45 | 0.40637 | 2 | 1.3562e-05 | 0.15069 | 85.625 | 0.014525 | TRUE | 500 | 5.5556 | 0.72627 | 0.20749 | 0.15069 | 885.625 | 0
1384 | 886307 | 2022-01-17 10:00 | 0 | 10:00 | 0.41678 | 2 | 1.3562e-05 | 0.15069 | 85.625 | 0.014525 | TRUE | 500 | 5.5556 | 0.72627 | 0.20749 | 0.15069 | 885.625 | 0
1385 | 886307 | 2022-01-17 10:15 | 0 | 10:15 | 0.4272 | 2 | 1.3562e-05 | 0.15069 | 85.625 | 0.014525 | TRUE | 500 | 5.5556 | 0.72627 | 0.20749 | 0.15069 | 885.625 | 0
1386 | 886307 | 2022-01-17 10:30 | 0 | 10:30 | 0.43762 | 2 | 1.3562e-05 | 0.15069 | 85.625 | 0.014525 | TRUE | 500 | 5.5556 | 0.72627 | 0.20749 | 0.15069 | 885.625 | 0
1387 | 886307 | 2022-01-17 10:45 | 0 | 10:45 | 0.44803 | 2 | 1.3562e-05 | 0.15069 | 85.625 | 0.014525 | TRUE | 500 | 5.5556 | 0.72627 | 0.20749 | 0.15069 | 885.625 | 0
1388 | 886307 | 2022-01-17 11:00 | 0 | 11:00 | 0.45845 | 2 | 1.3562e-05 | 0.15069 | 85.625 | 0.014525 | TRUE | 500 | 5.5556 | 0.72627 | 0.20749 | 0.15069 | 885.625 | 0
1389 | 886307 | 2022-01-17 11:15 | 0 | 11:15 | 0.46887 | 2 | 1.3562e-05 | 0.15069 | 85.625 | 0.014525 | TRUE | 500 | 5.5556 | 0.72627 | 0.20749 | 0.15069 | 885.625 | 0
1390 | 886307 | 2022-01-17 11:30 | 0 | 11:30 | 0.47928 | 2 | 1.3562e-05 | 0.15069 | 85.625 | 0.014525 | TRUE | 500 | 5.5556 | 0.72627 | 0.20749 | 0.15069 | 885.625 | 0
1391 | 886307 | 2022-01-17 11:45 | 0 | 11:45 | 0.4897 | 2 | 1.3562e-05 | 0.15069 | 85.625 | 0.014525 | TRUE | 500 | 5.5556 | 0.72627 | 0.20749 | 0.15069 | 885.625 | 0
1392 | 886307 | 2022-01-17 12:00 | 0 | 12:00 | 0.50012 | 0 | 0 | 0 | 85.625 | 0.014525 | TRUE | 500 | 5.5556 | 0.72627 | 0.20749 | 0.15069 | 885.625 | -135.625
1393 | 886307 | 2022-01-17 12:15 | 0 | 12:15 | 0.51053 | 0 | 0 | 0 | -50 | 0.01034 | FALSE | 0 | 0 | 0 | 0 | 0.01034 | 750 | -9.3056
1394 | 886307 | 2022-01-17 12:30 | 0 | 12:30 | 0.52095 | 2 | 1.3562e-05 | 0.15069 | -59.3056 | 0.010052 | FALSE | 0 | 0 | 0 | 0 | 0.010052 | 740.6944 | 126.5779
1395 | 886307 | 2022-01-17 12:45 | 0 | 12:45 | 0.53137 | 2 | 1.3562e-05 | 0.15069 | 67.2724 | 0.013959 | TRUE | 500 | 5.5556 | 0.69795 | 0.18669 | 0.1303 | 867.2724 | 18.3526
1396 | 886307 | 2022-01-17 13:00 | 0 | 13:00 | 0.54178 | 3 | 2.0344e-05 | 0.22604 | 85.625 | 0.014525 | TRUE | 500 | 5.5556 | 0.72627 | 0.20749 | 0.15069 | 885.625 | 67.8125
1397 | 886307 | 2022-01-17 13:15 | 0 | 13:15 | 0.5522 | 3 | 2.0344e-05 | 0.22604 | 153.4375 | 0.016618 | TRUE | 500 | 5.5556 | 0.83092 | 0.27204 | 0.22604 | 953.4375 | 0
1398 | 886307 | 2022-01-17 13:30 | 0 | 13:30 | 0.56262 | 2 | 1.3562e-05 | 0.15069 | 153.4375 | 0.016618 | TRUE | 500 | 5.5556 | 0.83092 | 0.27204 | 0.22604 | 953.4375 | -67.8125
1399 | 886307 | 2022-01-17 13:45 | 0 | 13:45 | 0.57303 | 2 | 1.3562e-05 | 0.15069 | 85.625 | 0.014525 | TRUE | 500 | 5.5556 | 0.72627 | 0.20749 | 0.15069 | 885.625 | 0
1400 | 886307 | 2022-01-17 14:00 | 0 | 14:00 | 0.58345 | 2 | 1.3562e-05 | 0.15069 | 85.625 | 0.014525 | TRUE | 500 | 5.5556 | 0.72627 | 0.20749 | 0.15069 | 885.625 | 0
1401 | 886307 | 2022-01-17 14:15 | 0 | 14:15 | 0.59387 | 2 | 1.3562e-05 | 0.15069 | 85.625 | 0.014525 | TRUE | 500 | 5.5556 | 0.72627 | 0.20749 | 0.15069 | 885.625 | 0
1402 | 886307 | 2022-01-17 14:30 | 0 | 14:30 | 0.60428 | 2 | 1.3562e-05 | 0.15069 | 85.625 | 0.014525 | TRUE | 500 | 5.5556 | 0.72627 | 0.20749 | 0.15069 | 885.625 | 0
1403 | 886307 | 2022-01-17 14:45 | 0 | 14:45 | 0.6147 | 2 | 1.3562e-05 | 0.15069 | 85.625 | 0.014525 | TRUE | 500 | 5.5556 | 0.72627 | 0.20749 | 0.15069 | 885.625 | 0
1404 | 886307 | 2022-01-17 15:00 | 0 | 15:00 | 0.62512 | 2 | 1.3562e-05 | 0.15069 | 85.625 | 0.014525 | TRUE | 500 | 5.5556 | 0.72627 | 0.20749 | 0.15069 | 885.625 | 0
1405 | 886307 | 2022-01-17 15:15 | 0 | 15:15 | 0.63553 | 2 | 1.3562e-05 | 0.15069 | 85.625 | 0.014525 | TRUE | 500 | 5.5556 | 0.72627 | 0.20749 | 0.15069 | 885.625 | 0
1406 | 886307 | 2022-01-17 15:30 | 0 | 15:30 | 0.64595 | 2 | 1.3562e-05 | 0.15069 | 85.625 | 0.014525 | TRUE | 500 | 5.5556 | 0.72627 | 0.20749 | 0.15069 | 885.625 | 0
1407 | 886307 | 2022-01-17 15:45 | 0 | 15:45 | 0.65637 | 2 | 1.3562e-05 | 0.15069 | 85.625 | 0.014525 | TRUE | 500 | 5.5556 | 0.72627 | 0.20749 | 0.15069 | 885.625 | 0
1408 | 886307 | 2022-01-17 16:00 | 0 | 16:00 | 0.66678 | 0 | 0 | 0 | 85.625 | 0.014525 | TRUE | 500 | 5.5556 | 0.72627 | 0.20749 | 0.15069 | 885.625 | -135.625
1409 | 886307 | 2022-01-17 16:15 | 0 | 16:15 | 0.6772 | 0 | 0 | 0 | -50 | 0.01034 | FALSE | 0 | 0 | 0 | 0 | 0.01034 | 750 | -9.3056
1410 | 886307 | 2022-01-17 16:30 | 0 | 16:30 | 0.68762 | 0 | 0 | 0 | -59.3056 | 0.010052 | FALSE | 0 | 0 | 0 | 0 | 0.010052 | 740.6944 | -9.0471
1411 | 886307 | 2022-01-17 16:45 | 0 | 16:45 | 0.69803 | 0 | 0 | 0 | -68.3526 | 0.0097731 | FALSE | 0 | 0 | 0 | 0 | 0.0097731 | 731.6474 | -8.7958
1412 | 886307 | 2022-01-17 17:00 | 0 | 17:00 | 0.70845 | 0 | 0 | 0 | -77.1484 | 0.0095016 | FALSE | 0 | 0 | 0 | 0 | 0.0095016 | 722.8516 | -8.5514
1413 | 886307 | 2022-01-17 17:15 | 0 | 17:15 | 0.71887 | 0 | 0 | 0 | -85.6998 | 0.0092377 | FALSE | 0 | 0 | 0 | 0 | 0.0092377 | 714.3002 | -8.3139
1414 | 886307 | 2022-01-17 17:30 | 0 | 17:30 | 0.72928 | 0 | 0 | 0 | -94.0137 | 0.0089811 | FALSE | 0 | 0 | 0 | 0 | 0.0089811 | 705.9863 | -8.083
1415 | 886307 | 2022-01-17 17:45 | 0 | 17:45 | 0.7397 | 0 | 0 | 0 | -102.0967 | 0.0087316 | FALSE | 0 | 0 | 0 | 0 | 0.0087316 | 697.9033 | -7.8584
1416 | 886307 | 2022-01-17 18:00 | 0 | 18:00 | 0.75012 | 0 | 0 | 0 | -109.9551 | 0.008489 | FALSE | 0 | 0 | 0 | 0 | 0.008489 | 690.0449 | -7.6401
1417 | 886307 | 2022-01-17 18:15 | 0 | 18:15 | 0.76053 | 0 | 0 | 0 | -117.5952 | 0.0082532 | FALSE | 0 | 0 | 0 | 0 | 0.0082532 | 682.4048 | -7.4279
1418 | 886307 | 2022-01-17 18:30 | 0 | 18:30 | 0.77095 | 0 | 0 | 0 | -125.0231 | 0.008024 | FALSE | 0 | 0 | 0 | 0 | 0.008024 | 674.9769 | -7.2216
1419 | 886307 | 2022-01-17 18:45 | 0 | 18:45 | 0.78137 | 0 | 0 | 0 | -132.2447 | 0.0078011 | FALSE | 0 | 0 | 0 | 0 | 0.0078011 | 667.7553 | -7.021
1420 | 886307 | 2022-01-17 19:00 | 0 | 19:00 | 0.79178 | 0 | 0 | 0 | -139.2657 | 0.0075844 | FALSE | 0 | 0 | 0 | 0 | 0.0075844 | 660.7343 | -6.826
1421 | 886307 | 2022-01-17 19:15 | 0 | 19:15 | 0.8022 | 0 | 0 | 0 | -146.0916 | 0.0073737 | FALSE | 0 | 0 | 0 | 0 | 0.0073737 | 653.9084 | -6.6363
1422 | 886307 | 2022-01-17 19:30 | 0 | 19:30 | 0.81262 | 0 | 0 | 0 | -152.728 | 0.0071689 | FALSE | 0 | 0 | 0 | 0 | 0.0071689 | 647.272 | -6.452
1423 | 886307 | 2022-01-17 19:45 | 0 | 19:45 | 0.82303 | 0 | 0 | 0 | -159.18 | 0.0069698 | FALSE | 0 | 0 | 0 | 0 | 0.0069698 | 640.82 | -6.2728
1424 | 886307 | 2022-01-17 20:00 | 0 | 20:00 | 0.83345 | 0 | 0 | 0 | -165.4528 | 0.0067761 | FALSE | 0 | 0 | 0 | 0 | 0.0067761 | 634.5472 | -6.0985
1425 | 886307 | 2022-01-17 20:15 | 0 | 20:15 | 0.84387 | 0 | 0 | 0 | -171.5513 | 0.0065879 | FALSE | 0 | 0 | 0 | 0 | 0.0065879 | 628.4487 | -5.9291
1426 | 886307 | 2022-01-17 20:30 | 0 | 20:30 | 0.85428 | 0 | 0 | 0 | -177.4804 | 0.0064049 | FALSE | 0 | 0 | 0 | 0 | 0.0064049 | 622.5196 | -5.7644
1427 | 886307 | 2022-01-17 20:45 | 0 | 20:45 | 0.8647 | 0 | 0 | 0 | -183.2449 | 0.006227 | FALSE | 0 | 0 | 0 | 0 | 0.006227 | 616.7551 | -5.6043
1428 | 886307 | 2022-01-17 21:00 | 0 | 21:00 | 0.87512 | 0 | 0 | 0 | -188.8492 | 0.006054 | FALSE | 0 | 0 | 0 | 0 | 0.006054 | 611.1508 | -5.4486
1429 | 886307 | 2022-01-17 21:15 | 0 | 21:15 | 0.88553 | 0 | 0 | 0 | -194.2978 | 0.0058859 | FALSE | 0 | 0 | 0 | 0 | 0.0058859 | 605.7022 | -5.2973
1430 | 886307 | 2022-01-17 21:30 | 0 | 21:30 | 0.89595 | 0 | 0 | 0 | -199.5951 | 0.0057224 | FALSE | 0 | 0 | 0 | 0 | 0.0057224 | 600.4049 | -5.1501
1431 | 886307 | 2022-01-17 21:45 | 0 | 21:45 | 0.90637 | 0 | 0 | 0 | -204.7452 | 0.0055634 | FALSE | 0 | 0 | 0 | 0 | 0.0055634 | 595.2548 | -5.0071
1432 | 886307 | 2022-01-17 22:00 | 0 | 22:00 | 0.91678 | 0 | 0 | 0 | -209.7523 | 0.0054089 | FALSE | 0 | 0 | 0 | 0 | 0.0054089 | 590.2477 | -4.868
1433 | 886307 | 2022-01-17 22:15 | 0 | 22:15 | 0.9272 | 0 | 0 | 0 | -214.6203 | 0.0052586 | FALSE | 0 | 0 | 0 | 0 | 0.0052586 | 585.3797 | -4.7328
1434 | 886307 | 2022-01-17 22:30 | 0 | 22:30 | 0.93762 | 0 | 0 | 0 | -219.3531 | 0.0051126 | FALSE | 0 | 0 | 0 | 0 | 0.0051126 | 580.6469 | -4.6013
1435 | 886307 | 2022-01-17 22:45 | 0 | 22:45 | 0.94803 | 0 | 0 | 0 | -223.9544 | 0.0049705 | FALSE | 0 | 0 | 0 | 0 | 0.0049705 | 576.0456 | -4.4735
1436 | 886307 | 2022-01-17 23:00 | 0 | 23:00 | 0.95845 | 0 | 0 | 0 | -228.4279 | 0.0048325 | FALSE | 0 | 0 | 0 | 0 | 0.0048325 | 571.5721 | -4.3492
1437 | 886307 | 2022-01-17 23:15 | 0 | 23:15 | 0.96887 | 0 | 0 | 0 | -232.7771 | 0.0046982 | FALSE | 0 | 0 | 0 | 0 | 0.0046982 | 567.2229 | -4.2284
1438 | 886307 | 2022-01-17 23:30 | 0 | 23:30 | 0.97928 | 0 | 0 | 0 | -237.0055 | 0.0045677 | FALSE | 0 | 0 | 0 | 0 | 0.0045677 | 562.9945 | -4.111
1439 | 886307 | 2022-01-17 23:45 | 0 | 23:45 | 0.9897 | 0 | 0 | 0 | -241.1165 | 0.0044409 | FALSE | 0 | 0 | 0 | 0 | 0.0044409 | 558.8835 | -3.9968
1440 | 886307 | 2022-01-18 | 1 | 0:00 | 1899-12-31 | 1 | 6.7812e-06 | 0.075347 | -245.1132 | 0.0043175 | FALSE | 0 | 0 | 0 | 0 | 0.0043175 | 554.8868 | 63.9268
1441 | 886307 | 2022-01-18 00:15 | 1 | 0:15 | 1899-12-31 00:15 | 1 | 6.7812e-06 | 0.075347 | -181.1865 | 0.0062905 | FALSE | 0 | 0 | 0 | 0 | 0.0062905 | 618.8135 | 62.151
1442 | 886307 | 2022-01-18 00:30 | 1 | 0:30 | 1899-12-31 00:30 | 1 | 6.7812e-06 | 0.075347 | -119.0355 | 0.0082088 | FALSE | 0 | 0 | 0 | 0 | 0.0082088 | 680.9645 | 60.4246
1443 | 886307 | 2022-01-18 00:45 | 1 | 0:45 | 1899-12-31 00:45 | 1 | 6.7812e-06 | 0.075347 | -58.6109 | 0.010074 | FALSE | 0 | 0 | 0 | 0 | 0.010074 | 741.3891 | 58.7461
1444 | 886307 | 2022-01-18 01:00 | 1 | 1:00 | 1899-12-31 01:00 | 1 | 6.7812e-06 | 0.075347 | 0.13528 | 0.011887 | FALSE | 0 | 0 | 0 | 0 | 0.011887 | 800.1353 | 57.1143
1445 | 886307 | 2022-01-18 01:15 | 1 | 1:15 | 1899-12-31 01:15 | 1 | 6.7812e-06 | 0.075347 | 57.2496 | 0.01365 | TRUE | 500 | 5.5556 | 0.68248 | 0.17461 | 0.11917 | 857.2496 | -39.4371
1446 | 886307 | 2022-01-18 01:30 | 1 | 1:30 | 1899-12-31 01:30 | 1 | 6.7812e-06 | 0.075347 | 17.8125 | 0.012432 | FALSE | 0 | 0 | 0 | 0 | 0.012432 | 817.8125 | 56.6233
1447 | 886307 | 2022-01-18 01:45 | 1 | 1:45 | 1899-12-31 01:45 | 1 | 6.7812e-06 | 0.075347 | 74.4358 | 0.01418 | TRUE | 500 | 5.5556 | 0.70901 | 0.19501 | 0.13826 | 874.4358 | -56.6233
1448 | 886307 | 2022-01-18 02:00 | 1 | 2:00 | 1899-12-31 02:00 | 1 | 6.7812e-06 | 0.075347 | 17.8125 | 0.012432 | FALSE | 0 | 0 | 0 | 0 | 0.012432 | 817.8125 | 56.6233
1449 | 886307 | 2022-01-18 02:15 | 1 | 2:15 | 1899-12-31 02:15 | 1 | 6.7812e-06 | 0.075347 | 74.4358 | 0.01418 | TRUE | 500 | 5.5556 | 0.70901 | 0.19501 | 0.13826 | 874.4358 | -56.6233
1450 | 886307 | 2022-01-18 02:30 | 1 | 2:30 | 1899-12-31 02:30 | 1 | 6.7812e-06 | 0.075347 | 17.8125 | 0.012432 | FALSE | 0 | 0 | 0 | 0 | 0.012432 | 817.8125 | 56.6233
1451 | 886307 | 2022-01-18 02:45 | 1 | 2:45 | 1899-12-31 02:45 | 1 | 6.7812e-06 | 0.075347 | 74.4358 | 0.01418 | TRUE | 500 | 5.5556 | 0.70901 | 0.19501 | 0.13826 | 874.4358 | -56.6233
1452 | 886307 | 2022-01-18 03:00 | 1 | 3:00 | 1899-12-31 03:00 | 1 | 6.7812e-06 | 0.075347 | 17.8125 | 0.012432 | FALSE | 0 | 0 | 0 | 0 | 0.012432 | 817.8125 | 56.6233
1453 | 886307 | 2022-01-18 03:15 | 1 | 3:15 | 1899-12-31 03:15 | 1 | 6.7812e-06 | 0.075347 | 74.4358 | 0.01418 | TRUE | 500 | 5.5556 | 0.70901 | 0.19501 | 0.13826 | 874.4358 | -56.6233
1454 | 886307 | 2022-01-18 03:30 | 1 | 3:30 | 1899-12-31 03:30 | 1 | 6.7812e-06 | 0.075347 | 17.8125 | 0.012432 | FALSE | 0 | 0 | 0 | 0 | 0.012432 | 817.8125 | 56.6233
1455 | 886307 | 2022-01-18 03:45 | 1 | 3:45 | 1899-12-31 03:45 | 1 | 6.7812e-06 | 0.075347 | 74.4358 | 0.01418 | TRUE | 500 | 5.5556 | 0.70901 | 0.19501 | 0.13826 | 874.4358 | -56.6233
1456 | 886307 | 2022-01-18 04:00 | 1 | 4:00 | 1899-12-31 04:00 | 1 | 6.7812e-06 | 0.075347 | 17.8125 | 0.012432 | FALSE | 0 | 0 | 0 | 0 | 0.012432 | 817.8125 | 56.6233
1457 | 886307 | 2022-01-18 04:15 | 1 | 4:15 | 1899-12-31 04:15 | 1 | 6.7812e-06 | 0.075347 | 74.4358 | 0.01418 | TRUE | 500 | 5.5556 | 0.70901 | 0.19501 | 0.13826 | 874.4358 | -56.6233
1458 | 886307 | 2022-01-18 04:30 | 1 | 4:30 | 1899-12-31 04:30 | 1 | 6.7812e-06 | 0.075347 | 17.8125 | 0.012432 | FALSE | 0 | 0 | 0 | 0 | 0.012432 | 817.8125 | 56.6233
1459 | 886307 | 2022-01-18 04:45 | 1 | 4:45 | 1899-12-31 04:45 | 1 | 6.7812e-06 | 0.075347 | 74.4358 | 0.01418 | TRUE | 500 | 5.5556 | 0.70901 | 0.19501 | 0.13826 | 874.4358 | -56.6233
1460 | 886307 | 2022-01-18 05:00 | 1 | 5:00 | 1899-12-31 05:00 | 1 | 6.7812e-06 | 0.075347 | 17.8125 | 0.012432 | FALSE | 0 | 0 | 0 | 0 | 0.012432 | 817.8125 | 56.6233
1461 | 886307 | 2022-01-18 05:15 | 1 | 5:15 | 1899-12-31 05:15 | 1 | 6.7812e-06 | 0.075347 | 74.4358 | 0.01418 | TRUE | 500 | 5.5556 | 0.70901 | 0.19501 | 0.13826 | 874.4358 | -56.6233
1462 | 886307 | 2022-01-18 05:30 | 1 | 5:30 | 1899-12-31 05:30 | 1 | 6.7812e-06 | 0.075347 | 17.8125 | 0.012432 | FALSE | 0 | 0 | 0 | 0 | 0.012432 | 817.8125 | 56.6233
1463 | 886307 | 2022-01-18 05:45 | 1 | 5:45 | 1899-12-31 05:45 | 1 | 6.7812e-06 | 0.075347 | 74.4358 | 0.01418 | TRUE | 500 | 5.5556 | 0.70901 | 0.19501 | 0.13826 | 874.4358 | -56.6233
1464 | 886307 | 2022-01-18 06:00 | 1 | 6:00 | 1899-12-31 06:00 | 1 | 6.7812e-06 | 0.075347 | 17.8125 | 0.012432 | FALSE | 0 | 0 | 0 | 0 | 0.012432 | 817.8125 | 56.6233
1465 | 886307 | 2022-01-18 06:15 | 1 | 6:15 | 1899-12-31 06:15 | 1 | 6.7812e-06 | 0.075347 | 74.4358 | 0.01418 | TRUE | 500 | 5.5556 | 0.70901 | 0.19501 | 0.13826 | 874.4358 | -56.6233
1466 | 886307 | 2022-01-18 06:30 | 1 | 6:30 | 1899-12-31 06:30 | 1 | 6.7812e-06 | 0.075347 | 17.8125 | 0.012432 | FALSE | 0 | 0 | 0 | 0 | 0.012432 | 817.8125 | 56.6233
1467 | 886307 | 2022-01-18 06:45 | 1 | 6:45 | 1899-12-31 06:45 | 1 | 6.7812e-06 | 0.075347 | 74.4358 | 0.01418 | TRUE | 500 | 5.5556 | 0.70901 | 0.19501 | 0.13826 | 874.4358 | -56.6233
1468 | 886307 | 2022-01-18 07:00 | 1 | 7:00 | 1899-12-31 07:00 | 1 | 6.7812e-06 | 0.075347 | 17.8125 | 0.012432 | FALSE | 0 | 0 | 0 | 0 | 0.012432 | 817.8125 | 56.6233
1469 | 886307 | 2022-01-18 07:15 | 1 | 7:15 | 1899-12-31 07:15 | 1 | 6.7812e-06 | 0.075347 | 74.4358 | 0.01418 | TRUE | 500 | 5.5556 | 0.70901 | 0.19501 | 0.13826 | 874.4358 | -56.6233
1470 | 886307 | 2022-01-18 07:30 | 1 | 7:30 | 1899-12-31 07:30 | 1 | 6.7812e-06 | 0.075347 | 17.8125 | 0.012432 | FALSE | 0 | 0 | 0 | 0 | 0.012432 | 817.8125 | 56.6233
1471 | 886307 | 2022-01-18 07:45 | 1 | 7:45 | 1899-12-31 07:45 | 1 | 6.7812e-06 | 0.075347 | 74.4358 | 0.01418 | TRUE | 500 | 5.5556 | 0.70901 | 0.19501 | 0.13826 | 874.4358 | -56.6233
1472 | 886307 | 2022-01-18 08:00 | 1 | 8:00 | 1899-12-31 08:00 | 1 | 6.7812e-06 | 0.075347 | 17.8125 | 0.012432 | FALSE | 0 | 0 | 0 | 0 | 0.012432 | 817.8125 | 56.6233
1473 | 886307 | 2022-01-18 08:15 | 1 | 8:15 | 1899-12-31 08:15 | 1 | 6.7812e-06 | 0.075347 | 74.4358 | 0.01418 | TRUE | 500 | 5.5556 | 0.70901 | 0.19501 | 0.13826 | 874.4358 | -56.6233
1474 | 886307 | 2022-01-18 08:30 | 1 | 8:30 | 1899-12-31 08:30 | 3 | 2.0344e-05 | 0.22604 | 17.8125 | 0.012432 | FALSE | 0 | 0 | 0 | 0 | 0.012432 | 817.8125 | 192.2483
1475 | 886307 | 2022-01-18 08:45 | 1 | 8:45 | 1899-12-31 08:45 | 3 | 2.0344e-05 | 0.22604 | 210.0608 | 0.018366 | TRUE | 500 | 5.5556 | 0.9183 | 0.31466 | 0.28896 | 1010.0608 | -56.6233
1476 | 886307 | 2022-01-18 09:00 | 1 | 9:00 | 1899-12-31 09:00 | 2 | 1.3562e-05 | 0.15069 | 153.4375 | 0.016618 | TRUE | 500 | 5.5556 | 0.83092 | 0.27204 | 0.22604 | 953.4375 | -67.8125
1477 | 886307 | 2022-01-18 09:15 | 1 | 9:15 | 1899-12-31 09:15 | 2 | 1.3562e-05 | 0.15069 | 85.625 | 0.014525 | TRUE | 500 | 5.5556 | 0.72627 | 0.20749 | 0.15069 | 885.625 | 0
1478 | 886307 | 2022-01-18 09:30 | 1 | 9:30 | 1899-12-31 09:30 | 2 | 1.3562e-05 | 0.15069 | 85.625 | 0.014525 | TRUE | 500 | 5.5556 | 0.72627 | 0.20749 | 0.15069 | 885.625 | 0
1479 | 886307 | 2022-01-18 09:45 | 1 | 9:45 | 1899-12-31 09:45 | 2 | 1.3562e-05 | 0.15069 | 85.625 | 0.014525 | TRUE | 500 | 5.5556 | 0.72627 | 0.20749 | 0.15069 | 885.625 | 0
1480 | 886307 | 2022-01-18 10:00 | 1 | 10:00 | 1899-12-31 10:00 | 2 | 1.3562e-05 | 0.15069 | 85.625 | 0.014525 | TRUE | 500 | 5.5556 | 0.72627 | 0.20749 | 0.15069 | 885.625 | 0
1481 | 886307 | 2022-01-18 10:15 | 1 | 10:15 | 1899-12-31 10:15 | 2 | 1.3562e-05 | 0.15069 | 85.625 | 0.014525 | TRUE | 500 | 5.5556 | 0.72627 | 0.20749 | 0.15069 | 885.625 | 0
1482 | 886307 | 2022-01-18 10:30 | 1 | 10:30 | 1899-12-31 10:30 | 2 | 1.3562e-05 | 0.15069 | 85.625 | 0.014525 | TRUE | 500 | 5.5556 | 0.72627 | 0.20749 | 0.15069 | 885.625 | 0
1483 | 886307 | 2022-01-18 10:45 | 1 | 10:45 | 1899-12-31 10:45 | 2 | 1.3562e-05 | 0.15069 | 85.625 | 0.014525 | TRUE | 500 | 5.5556 | 0.72627 | 0.20749 | 0.15069 | 885.625 | 0
1484 | 886307 | 2022-01-18 11:00 | 1 | 11:00 | 1899-12-31 11:00 | 2 | 1.3562e-05 | 0.15069 | 85.625 | 0.014525 | TRUE | 500 | 5.5556 | 0.72627 | 0.20749 | 0.15069 | 885.625 | 0
1485 | 886307 | 2022-01-18 11:15 | 1 | 11:15 | 1899-12-31 11:15 | 2 | 1.3562e-05 | 0.15069 | 85.625 | 0.014525 | TRUE | 500 | 5.5556 | 0.72627 | 0.20749 | 0.15069 | 885.625 | 0
1486 | 886307 | 2022-01-18 11:30 | 1 | 11:30 | 1899-12-31 11:30 | 2 | 1.3562e-05 | 0.15069 | 85.625 | 0.014525 | TRUE | 500 | 5.5556 | 0.72627 | 0.20749 | 0.15069 | 885.625 | 0
1487 | 886307 | 2022-01-18 11:45 | 1 | 11:45 | 1899-12-31 11:45 | 2 | 1.3562e-05 | 0.15069 | 85.625 | 0.014525 | TRUE | 500 | 5.5556 | 0.72627 | 0.20749 | 0.15069 | 885.625 | 0
1488 | 886307 | 2022-01-18 12:00 | 1 | 12:00 | 1899-12-31 12:00 | 0 | 0 | 0 | 85.625 | 0.014525 | TRUE | 500 | 5.5556 | 0.72627 | 0.20749 | 0.15069 | 885.625 | -135.625
1489 | 886307 | 2022-01-18 12:15 | 1 | 12:15 | 1899-12-31 12:15 | 0 | 0 | 0 | -50 | 0.01034 | FALSE | 0 | 0 | 0 | 0 | 0.01034 | 750 | -9.3056
1490 | 886307 | 2022-01-18 12:30 | 1 | 12:30 | 1899-12-31 12:30 | 2 | 1.3562e-05 | 0.15069 | -59.3056 | 0.010052 | FALSE | 0 | 0 | 0 | 0 | 0.010052 | 740.6944 | 126.5779
1491 | 886307 | 2022-01-18 12:45 | 1 | 12:45 | 1899-12-31 12:45 | 2 | 1.3562e-05 | 0.15069 | 67.2724 | 0.013959 | TRUE | 500 | 5.5556 | 0.69795 | 0.18669 | 0.1303 | 867.2724 | 18.3526
1492 | 886307 | 2022-01-18 13:00 | 1 | 13:00 | 1899-12-31 13:00 | 3 | 2.0344e-05 | 0.22604 | 85.625 | 0.014525 | TRUE | 500 | 5.5556 | 0.72627 | 0.20749 | 0.15069 | 885.625 | 67.8125
1493 | 886307 | 2022-01-18 13:15 | 1 | 13:15 | 1899-12-31 13:15 | 3 | 2.0344e-05 | 0.22604 | 153.4375 | 0.016618 | TRUE | 500 | 5.5556 | 0.83092 | 0.27204 | 0.22604 | 953.4375 | 0
1494 | 886307 | 2022-01-18 13:30 | 1 | 13:30 | 1899-12-31 13:30 | 2 | 1.3562e-05 | 0.15069 | 153.4375 | 0.016618 | TRUE | 500 | 5.5556 | 0.83092 | 0.27204 | 0.22604 | 953.4375 | -67.8125
1495 | 886307 | 2022-01-18 13:45 | 1 | 13:45 | 1899-12-31 13:45 | 2 | 1.3562e-05 | 0.15069 | 85.625 | 0.014525 | TRUE | 500 | 5.5556 | 0.72627 | 0.20749 | 0.15069 | 885.625 | 0
1496 | 886307 | 2022-01-18 14:00 | 1 | 14:00 | 1899-12-31 14:00 | 2 | 1.3562e-05 | 0.15069 | 85.625 | 0.014525 | TRUE | 500 | 5.5556 | 0.72627 | 0.20749 | 0.15069 | 885.625 | 0
1497 | 886307 | 2022-01-18 14:15 | 1 | 14:15 | 1899-12-31 14:15 | 2 | 1.3562e-05 | 0.15069 | 85.625 | 0.014525 | TRUE | 500 | 5.5556 | 0.72627 | 0.20749 | 0.15069 | 885.625 | 0
1498 | 886307 | 2022-01-18 14:30 | 1 | 14:30 | 1899-12-31 14:30 | 2 | 1.3562e-05 | 0.15069 | 85.625 | 0.014525 | TRUE | 500 | 5.5556 | 0.72627 | 0.20749 | 0.15069 | 885.625 | 0
1499 | 886307 | 2022-01-18 14:45 | 1 | 14:45 | 1899-12-31 14:45 | 2 | 1.3562e-05 | 0.15069 | 85.625 | 0.014525 | TRUE | 500 | 5.5556 | 0.72627 | 0.20749 | 0.15069 | 885.625 | 0
1500 | 886307 | 2022-01-18 15:00 | 1 | 15:00 | 1899-12-31 15:00 | 2 | 1.3562e-05 | 0.15069 | 85.625 | 0.014525 | TRUE | 500 | 5.5556 | 0.72627 | 0.20749 | 0.15069 | 885.625 | 0
1501 | 886307 | 2022-01-18 15:15 | 1 | 15:15 | 1899-12-31 15:15 | 2 | 1.3562e-05 | 0.15069 | 85.625 | 0.014525 | TRUE | 500 | 5.5556 | 0.72627 | 0.20749 | 0.15069 | 885.625 | 0
1502 | 886307 | 2022-01-18 15:30 | 1 | 15:30 | 1899-12-31 15:30 | 2 | 1.3562e-05 | 0.15069 | 85.625 | 0.014525 | TRUE | 500 | 5.5556 | 0.72627 | 0.20749 | 0.15069 | 885.625 | 0
1503 | 886307 | 2022-01-18 15:45 | 1 | 15:45 | 1899-12-31 15:45 | 2 | 1.3562e-05 | 0.15069 | 85.625 | 0.014525 | TRUE | 500 | 5.5556 | 0.72627 | 0.20749 | 0.15069 | 885.625 | 0
1504 | 886307 | 2022-01-18 16:00 | 1 | 16:00 | 1899-12-31 16:00 | 0 | 0 | 0 | 85.625 | 0.014525 | TRUE | 500 | 5.5556 | 0.72627 | 0.20749 | 0.15069 | 885.625 | -135.625
1505 | 886307 | 2022-01-18 16:15 | 1 | 16:15 | 1899-12-31 16:15 | 0 | 0 | 0 | -50 | 0.01034 | FALSE | 0 | 0 | 0 | 0 | 0.01034 | 750 | -9.3056
1506 | 886307 | 2022-01-18 16:30 | 1 | 16:30 | 1899-12-31 16:30 | 0 | 0 | 0 | -59.3056 | 0.010052 | FALSE | 0 | 0 | 0 | 0 | 0.010052 | 740.6944 | -9.0471
1507 | 886307 | 2022-01-18 16:45 | 1 | 16:45 | 1899-12-31 16:45 | 0 | 0 | 0 | -68.3526 | 0.0097731 | FALSE | 0 | 0 | 0 | 0 | 0.0097731 | 731.6474 | -8.7958
1508 | 886307 | 2022-01-18 17:00 | 1 | 17:00 | 1899-12-31 17:00 | 0 | 0 | 0 | -77.1484 | 0.0095016 | FALSE | 0 | 0 | 0 | 0 | 0.0095016 | 722.8516 | -8.5514
1509 | 886307 | 2022-01-18 17:15 | 1 | 17:15 | 1899-12-31 17:15 | 0 | 0 | 0 | -85.6998 | 0.0092377 | FALSE | 0 | 0 | 0 | 0 | 0.0092377 | 714.3002 | -8.3139
1510 | 886307 | 2022-01-18 17:30 | 1 | 17:30 | 1899-12-31 17:30 | 0 | 0 | 0 | -94.0137 | 0.0089811 | FALSE | 0 | 0 | 0 | 0 | 0.0089811 | 705.9863 | -8.083
1511 | 886307 | 2022-01-18 17:45 | 1 | 17:45 | 1899-12-31 17:45 | 0 | 0 | 0 | -102.0967 | 0.0087316 | FALSE | 0 | 0 | 0 | 0 | 0.0087316 | 697.9033 | -7.8584
1512 | 886307 | 2022-01-18 18:00 | 1 | 18:00 | 1899-12-31 18:00 | 0 | 0 | 0 | -109.9551 | 0.008489 | FALSE | 0 | 0 | 0 | 0 | 0.008489 | 690.0449 | -7.6401
1513 | 886307 | 2022-01-18 18:15 | 1 | 18:15 | 1899-12-31 18:15 | 0 | 0 | 0 | -117.5952 | 0.0082532 | FALSE | 0 | 0 | 0 | 0 | 0.0082532 | 682.4048 | -7.4279
1514 | 886307 | 2022-01-18 18:30 | 1 | 18:30 | 1899-12-31 18:30 | 0 | 0 | 0 | -125.0231 | 0.008024 | FALSE | 0 | 0 | 0 | 0 | 0.008024 | 674.9769 | -7.2216
1515 | 886307 | 2022-01-18 18:45 | 1 | 18:45 | 1899-12-31 18:45 | 0 | 0 | 0 | -132.2447 | 0.0078011 | FALSE | 0 | 0 | 0 | 0 | 0.0078011 | 667.7553 | -7.021
1516 | 886307 | 2022-01-18 19:00 | 1 | 19:00 | 1899-12-31 19:00 | 0 | 0 | 0 | -139.2657 | 0.0075844 | FALSE | 0 | 0 | 0 | 0 | 0.0075844 | 660.7343 | -6.826
1517 | 886307 | 2022-01-18 19:15 | 1 | 19:15 | 1899-12-31 19:15 | 0 | 0 | 0 | -146.0916 | 0.0073737 | FALSE | 0 | 0 | 0 | 0 | 0.0073737 | 653.9084 | -6.6363
1518 | 886307 | 2022-01-18 19:30 | 1 | 19:30 | 1899-12-31 19:30 | 0 | 0 | 0 | -152.728 | 0.0071689 | FALSE | 0 | 0 | 0 | 0 | 0.0071689 | 647.272 | -6.452
1519 | 886307 | 2022-01-18 19:45 | 1 | 19:45 | 1899-12-31 19:45 | 0 | 0 | 0 | -159.18 | 0.0069698 | FALSE | 0 | 0 | 0 | 0 | 0.0069698 | 640.82 | -6.2728
1520 | 886307 | 2022-01-18 20:00 | 1 | 20:00 | 1899-12-31 20:00 | 0 | 0 | 0 | -165.4528 | 0.0067761 | FALSE | 0 | 0 | 0 | 0 | 0.0067761 | 634.5472 | -6.0985
1521 | 886307 | 2022-01-18 20:15 | 1 | 20:15 | 1899-12-31 20:15 | 0 | 0 | 0 | -171.5513 | 0.0065879 | FALSE | 0 | 0 | 0 | 0 | 0.0065879 | 628.4487 | -5.9291
1522 | 886307 | 2022-01-18 20:30 | 1 | 20:30 | 1899-12-31 20:30 | 0 | 0 | 0 | -177.4804 | 0.0064049 | FALSE | 0 | 0 | 0 | 0 | 0.0064049 | 622.5196 | -5.7644
1523 | 886307 | 2022-01-18 20:45 | 1 | 20:45 | 1899-12-31 20:45 | 0 | 0 | 0 | -183.2449 | 0.006227 | FALSE | 0 | 0 | 0 | 0 | 0.006227 | 616.7551 | -5.6043
1524 | 886307 | 2022-01-18 21:00 | 1 | 21:00 | 1899-12-31 21:00 | 0 | 0 | 0 | -188.8492 | 0.006054 | FALSE | 0 | 0 | 0 | 0 | 0.006054 | 611.1508 | -5.4486
1525 | 886307 | 2022-01-18 21:15 | 1 | 21:15 | 1899-12-31 21:15 | 0 | 0 | 0 | -194.2978 | 0.0058859 | FALSE | 0 | 0 | 0 | 0 | 0.0058859 | 605.7022 | -5.2973
1526 | 886307 | 2022-01-18 21:30 | 1 | 21:30 | 1899-12-31 21:30 | 0 | 0 | 0 | -199.5951 | 0.0057224 | FALSE | 0 | 0 | 0 | 0 | 0.0057224 | 600.4049 | -5.1501
1527 | 886307 | 2022-01-18 21:45 | 1 | 21:45 | 1899-12-31 21:45 | 0 | 0 | 0 | -204.7452 | 0.0055634 | FALSE | 0 | 0 | 0 | 0 | 0.0055634 | 595.2548 | -5.0071
1528 | 886307 | 2022-01-18 22:00 | 1 | 22:00 | 1899-12-31 22:00 | 0 | 0 | 0 | -209.7523 | 0.0054089 | FALSE | 0 | 0 | 0 | 0 | 0.0054089 | 590.2477 | -4.868
1529 | 886307 | 2022-01-18 22:15 | 1 | 22:15 | 1899-12-31 22:15 | 0 | 0 | 0 | -214.6203 | 0.0052586 | FALSE | 0 | 0 | 0 | 0 | 0.0052586 | 585.3797 | -4.7328
1530 | 886307 | 2022-01-18 22:30 | 1 | 22:30 | 1899-12-31 22:30 | 0 | 0 | 0 | -219.3531 | 0.0051126 | FALSE | 0 | 0 | 0 | 0 | 0.0051126 | 580.6469 | -4.6013
1531 | 886307 | 2022-01-18 22:45 | 1 | 22:45 | 1899-12-31 22:45 | 0 | 0 | 0 | -223.9544 | 0.0049705 | FALSE | 0 | 0 | 0 | 0 | 0.0049705 | 576.0456 | -4.4735
1532 | 886307 | 2022-01-18 23:00 | 1 | 23:00 | 1899-12-31 23:00 | 0 | 0 | 0 | -228.4279 | 0.0048325 | FALSE | 0 | 0 | 0 | 0 | 0.0048325 | 571.5721 | -4.3492
1533 | 886307 | 2022-01-18 23:15 | 1 | 23:15 | 1899-12-31 23:15 | 0 | 0 | 0 | -232.7771 | 0.0046982 | FALSE | 0 | 0 | 0 | 0 | 0.0046982 | 567.2229 | -4.2284
1534 | 886307 | 2022-01-18 23:30 | 1 | 23:30 | 1899-12-31 23:30 | 0 | 0 | 0 | -237.0055 | 0.0045677 | FALSE | 0 | 0 | 0 | 0 | 0.0045677 | 562.9945 | -4.111
1535 | 886307 | 2022-01-18 23:45 | 1 | 23:45 | 1899-12-31 23:45 | 0 | 0 | 0 | -241.1165 | 0.0044409 | FALSE | 0 | 0 | 0 | 0 | 0.0044409 | 558.8835 | -3.9968
1536 | 886307 | 2022-01-19 | 2 | 0:00 | 1900-01-01 | 1 | 6.7812e-06 | 0.075347 | -245.1132 | 0.0043175 | FALSE | 0 | 0 | 0 | 0 | 0.0043175 | 554.8868 | 63.9268
1537 | 886307 | 2022-01-19 00:15 | 2 | 0:15 | 1900-01-01 00:15 | 1 | 6.7812e-06 | 0.075347 | -181.1865 | 0.0062905 | FALSE | 0 | 0 | 0 | 0 | 0.0062905 | 618.8135 | 62.151
1538 | 886307 | 2022-01-19 00:30 | 2 | 0:30 | 1900-01-01 00:30 | 1 | 6.7812e-06 | 0.075347 | -119.0355 | 0.0082088 | FALSE | 0 | 0 | 0 | 0 | 0.0082088 | 680.9645 | 60.4246
1539 | 886307 | 2022-01-19 00:45 | 2 | 0:45 | 1900-01-01 00:45 | 1 | 6.7812e-06 | 0.075347 | -58.6109 | 0.010074 | FALSE | 0 | 0 | 0 | 0 | 0.010074 | 741.3891 | 58.7461
1540 | 886307 | 2022-01-19 01:00 | 2 | 1:00 | 1900-01-01 01:00 | 1 | 6.7812e-06 | 0.075347 | 0.13528 | 0.011887 | FALSE | 0 | 0 | 0 | 0 | 0.011887 | 800.1353 | 57.1143
1541 | 886307 | 2022-01-19 01:15 | 2 | 1:15 | 1900-01-01 01:15 | 1 | 6.7812e-06 | 0.075347 | 57.2496 | 0.01365 | TRUE | 500 | 5.5556 | 0.68248 | 0.17461 | 0.11917 | 857.2496 | -39.4371
1542 | 886307 | 2022-01-19 01:30 | 2 | 1:30 | 1900-01-01 01:30 | 1 | 6.7812e-06 | 0.075347 | 17.8125 | 0.012432 | FALSE | 0 | 0 | 0 | 0 | 0.012432 | 817.8125 | 56.6233
1543 | 886307 | 2022-01-19 01:45 | 2 | 1:45 | 1900-01-01 01:45 | 1 | 6.7812e-06 | 0.075347 | 74.4358 | 0.01418 | TRUE | 500 | 5.5556 | 0.70901 | 0.19501 | 0.13826 | 874.4358 | -56.6233
1544 | 886307 | 2022-01-19 02:00 | 2 | 2:00 | 1900-01-01 02:00 | 1 | 6.7812e-06 | 0.075347 | 17.8125 | 0.012432 | FALSE | 0 | 0 | 0 | 0 | 0.012432 | 817.8125 | 56.6233
1545 | 886307 | 2022-01-19 02:15 | 2 | 2:15 | 1900-01-01 02:15 | 1 | 6.7812e-06 | 0.075347 | 74.4358 | 0.01418 | TRUE | 500 | 5.5556 | 0.70901 | 0.19501 | 0.13826 | 874.4358 | -56.6233
1546 | 886307 | 2022-01-19 02:30 | 2 | 2:30 | 1900-01-01 02:30 | 1 | 6.7812e-06 | 0.075347 | 17.8125 | 0.012432 | FALSE | 0 | 0 | 0 | 0 | 0.012432 | 817.8125 | 56.6233
1547 | 886307 | 2022-01-19 02:45 | 2 | 2:45 | 1900-01-01 02:45 | 1 | 6.7812e-06 | 0.075347 | 74.4358 | 0.01418 | TRUE | 500 | 5.5556 | 0.70901 | 0.19501 | 0.13826 | 874.4358 | -56.6233
1548 | 886307 | 2022-01-19 03:00 | 2 | 3:00 | 1900-01-01 03:00 | 1 | 6.7812e-06 | 0.075347 | 17.8125 | 0.012432 | FALSE | 0 | 0 | 0 | 0 | 0.012432 | 817.8125 | 56.6233
1549 | 886307 | 2022-01-19 03:15 | 2 | 3:15 | 1900-01-01 03:15 | 1 | 6.7812e-06 | 0.075347 | 74.4358 | 0.01418 | TRUE | 500 | 5.5556 | 0.70901 | 0.19501 | 0.13826 | 874.4358 | -56.6233
1550 | 886307 | 2022-01-19 03:30 | 2 | 3:30 | 1900-01-01 03:30 | 1 | 6.7812e-06 | 0.075347 | 17.8125 | 0.012432 | FALSE | 0 | 0 | 0 | 0 | 0.012432 | 817.8125 | 56.6233
1551 | 886307 | 2022-01-19 03:45 | 2 | 3:45 | 1900-01-01 03:45 | 1 | 6.7812e-06 | 0.075347 | 74.4358 | 0.01418 | TRUE | 500 | 5.5556 | 0.70901 | 0.19501 | 0.13826 | 874.4358 | -56.6233
1552 | 886307 | 2022-01-19 04:00 | 2 | 4:00 | 1900-01-01 04:00 | 1 | 6.7812e-06 | 0.075347 | 17.8125 | 0.012432 | FALSE | 0 | 0 | 0 | 0 | 0.012432 | 817.8125 | 56.6233
1553 | 886307 | 2022-01-19 04:15 | 2 | 4:15 | 1900-01-01 04:15 | 1 | 6.7812e-06 | 0.075347 | 74.4358 | 0.01418 | TRUE | 500 | 5.5556 | 0.70901 | 0.19501 | 0.13826 | 874.4358 | -56.6233
1554 | 886307 | 2022-01-19 04:30 | 2 | 4:30 | 1900-01-01 04:30 | 1 | 6.7812e-06 | 0.075347 | 17.8125 | 0.012432 | FALSE | 0 | 0 | 0 | 0 | 0.012432 | 817.8125 | 56.6233
1555 | 886307 | 2022-01-19 04:45 | 2 | 4:45 | 1900-01-01 04:45 | 1 | 6.7812e-06 | 0.075347 | 74.4358 | 0.01418 | TRUE | 500 | 5.5556 | 0.70901 | 0.19501 | 0.13826 | 874.4358 | -56.6233
1556 | 886307 | 2022-01-19 05:00 | 2 | 5:00 | 1900-01-01 05:00 | 1 | 6.7812e-06 | 0.075347 | 17.8125 | 0.012432 | FALSE | 0 | 0 | 0 | 0 | 0.012432 | 817.8125 | 56.6233
1557 | 886307 | 2022-01-19 05:15 | 2 | 5:15 | 1900-01-01 05:15 | 1 | 6.7812e-06 | 0.075347 | 74.4358 | 0.01418 | TRUE | 500 | 5.5556 | 0.70901 | 0.19501 | 0.13826 | 874.4358 | -56.6233
1558 | 886307 | 2022-01-19 05:30 | 2 | 5:30 | 1900-01-01 05:30 | 1 | 6.7812e-06 | 0.075347 | 17.8125 | 0.012432 | FALSE | 0 | 0 | 0 | 0 | 0.012432 | 817.8125 | 56.6233
1559 | 886307 | 2022-01-19 05:45 | 2 | 5:45 | 1900-01-01 05:45 | 1 | 6.7812e-06 | 0.075347 | 74.4358 | 0.01418 | TRUE | 500 | 5.5556 | 0.70901 | 0.19501 | 0.13826 | 874.4358 | -56.6233
1560 | 886307 | 2022-01-19 06:00 | 2 | 6:00 | 1900-01-01 06:00 | 1 | 6.7812e-06 | 0.075347 | 17.8125 | 0.012432 | FALSE | 0 | 0 | 0 | 0 | 0.012432 | 817.8125 | 56.6233
1561 | 886307 | 2022-01-19 06:15 | 2 | 6:15 | 1900-01-01 06:15 | 1 | 6.7812e-06 | 0.075347 | 74.4358 | 0.01418 | TRUE | 500 | 5.5556 | 0.70901 | 0.19501 | 0.13826 | 874.4358 | -56.6233
1562 | 886307 | 2022-01-19 06:30 | 2 | 6:30 | 1900-01-01 06:30 | 1 | 6.7812e-06 | 0.075347 | 17.8125 | 0.012432 | FALSE | 0 | 0 | 0 | 0 | 0.012432 | 817.8125 | 56.6233
1563 | 886307 | 2022-01-19 06:45 | 2 | 6:45 | 1900-01-01 06:45 | 1 | 6.7812e-06 | 0.075347 | 74.4358 | 0.01418 | TRUE | 500 | 5.5556 | 0.70901 | 0.19501 | 0.13826 | 874.4358 | -56.6233
1564 | 886307 | 2022-01-19 07:00 | 2 | 7:00 | 1900-01-01 07:00 | 1 | 6.7812e-06 | 0.075347 | 17.8125 | 0.012432 | FALSE | 0 | 0 | 0 | 0 | 0.012432 | 817.8125 | 56.6233
1565 | 886307 | 2022-01-19 07:15 | 2 | 7:15 | 1900-01-01 07:15 | 1 | 6.7812e-06 | 0.075347 | 74.4358 | 0.01418 | TRUE | 500 | 5.5556 | 0.70901 | 0.19501 | 0.13826 | 874.4358 | -56.6233
1566 | 886307 | 2022-01-19 07:30 | 2 | 7:30 | 1900-01-01 07:30 | 1 | 6.7812e-06 | 0.075347 | 17.8125 | 0.012432 | FALSE | 0 | 0 | 0 | 0 | 0.012432 | 817.8125 | 56.6233
1567 | 886307 | 2022-01-19 07:45 | 2 | 7:45 | 1900-01-01 07:45 | 1 | 6.7812e-06 | 0.075347 | 74.4358 | 0.01418 | TRUE | 500 | 5.5556 | 0.70901 | 0.19501 | 0.13826 | 874.4358 | -56.6233
1568 | 886307 | 2022-01-19 08:00 | 2 | 8:00 | 1900-01-01 08:00 | 1 | 6.7812e-06 | 0.075347 | 17.8125 | 0.012432 | FALSE | 0 | 0 | 0 | 0 | 0.012432 | 817.8125 | 56.6233
1569 | 886307 | 2022-01-19 08:15 | 2 | 8:15 | 1900-01-01 08:15 | 1 | 6.7812e-06 | 0.075347 | 74.4358 | 0.01418 | TRUE | 500 | 5.5556 | 0.70901 | 0.19501 | 0.13826 | 874.4358 | -56.6233
1570 | 886307 | 2022-01-19 08:30 | 2 | 8:30 | 1900-01-01 08:30 | 3 | 2.0344e-05 | 0.22604 | 17.8125 | 0.012432 | FALSE | 0 | 0 | 0 | 0 | 0.012432 | 817.8125 | 192.2483
1571 | 886307 | 2022-01-19 08:45 | 2 | 8:45 | 1900-01-01 08:45 | 3 | 2.0344e-05 | 0.22604 | 210.0608 | 0.018366 | TRUE | 500 | 5.5556 | 0.9183 | 0.31466 | 0.28896 | 1010.0608 | -56.6233
1572 | 886307 | 2022-01-19 09:00 | 2 | 9:00 | 1900-01-01 09:00 | 2 | 1.3562e-05 | 0.15069 | 153.4375 | 0.016618 | TRUE | 500 | 5.5556 | 0.83092 | 0.27204 | 0.22604 | 953.4375 | -67.8125
1573 | 886307 | 2022-01-19 09:15 | 2 | 9:15 | 1900-01-01 09:15 | 2 | 1.3562e-05 | 0.15069 | 85.625 | 0.014525 | TRUE | 500 | 5.5556 | 0.72627 | 0.20749 | 0.15069 | 885.625 | 0
1574 | 886307 | 2022-01-19 09:30 | 2 | 9:30 | 1900-01-01 09:30 | 2 | 1.3562e-05 | 0.15069 | 85.625 | 0.014525 | TRUE | 500 | 5.5556 | 0.72627 | 0.20749 | 0.15069 | 885.625 | 0
1575 | 886307 | 2022-01-19 09:45 | 2 | 9:45 | 1900-01-01 09:45 | 2 | 1.3562e-05 | 0.15069 | 85.625 | 0.014525 | TRUE | 500 | 5.5556 | 0.72627 | 0.20749 | 0.15069 | 885.625 | 0
1576 | 886307 | 2022-01-19 10:00 | 2 | 10:00 | 1900-01-01 10:00 | 2 | 1.3562e-05 | 0.15069 | 85.625 | 0.014525 | TRUE | 500 | 5.5556 | 0.72627 | 0.20749 | 0.15069 | 885.625 | 0
1577 | 886307 | 2022-01-19 10:15 | 2 | 10:15 | 1900-01-01 10:15 | 2 | 1.3562e-05 | 0.15069 | 85.625 | 0.014525 | TRUE | 500 | 5.5556 | 0.72627 | 0.20749 | 0.15069 | 885.625 | 0
1578 | 886307 | 2022-01-19 10:30 | 2 | 10:30 | 1900-01-01 10:30 | 2 | 1.3562e-05 | 0.15069 | 85.625 | 0.014525 | TRUE | 500 | 5.5556 | 0.72627 | 0.20749 | 0.15069 | 885.625 | 0
1579 | 886307 | 2022-01-19 10:45 | 2 | 10:45 | 1900-01-01 10:45 | 2 | 1.3562e-05 | 0.15069 | 85.625 | 0.014525 | TRUE | 500 | 5.5556 | 0.72627 | 0.20749 | 0.15069 | 885.625 | 0
1580 | 886307 | 2022-01-19 11:00 | 2 | 11:00 | 1900-01-01 11:00 | 2 | 1.3562e-05 | 0.15069 | 85.625 | 0.014525 | TRUE | 500 | 5.5556 | 0.72627 | 0.20749 | 0.15069 | 885.625 | 0
1581 | 886307 | 2022-01-19 11:15 | 2 | 11:15 | 1900-01-01 11:15 | 2 | 1.3562e-05 | 0.15069 | 85.625 | 0.014525 | TRUE | 500 | 5.5556 | 0.72627 | 0.20749 | 0.15069 | 885.625 | 0
1582 | 886307 | 2022-01-19 11:30 | 2 | 11:30 | 1900-01-01 11:30 | 2 | 1.3562e-05 | 0.15069 | 85.625 | 0.014525 | TRUE | 500 | 5.5556 | 0.72627 | 0.20749 | 0.15069 | 885.625 | 0
1583 | 886307 | 2022-01-19 11:45 | 2 | 11:45 | 1900-01-01 11:45 | 2 | 1.3562e-05 | 0.15069 | 85.625 | 0.014525 | TRUE | 500 | 5.5556 | 0.72627 | 0.20749 | 0.15069 | 885.625 | 0
1584 | 886307 | 2022-01-19 12:00 | 2 | 12:00 | 1900-01-01 12:00 | 0 | 0 | 0 | 85.625 | 0.014525 | TRUE | 500 | 5.5556 | 0.72627 | 0.20749 | 0.15069 | 885.625 | -135.625
1585 | 886307 | 2022-01-19 12:15 | 2 | 12:15 | 1900-01-01 12:15 | 0 | 0 | 0 | -50 | 0.01034 | FALSE | 0 | 0 | 0 | 0 | 0.01034 | 750 | -9.3056
1586 | 886307 | 2022-01-19 12:30 | 2 | 12:30 | 1900-01-01 12:30 | 2 | 1.3562e-05 | 0.15069 | -59.3056 | 0.010052 | FALSE | 0 | 0 | 0 | 0 | 0.010052 | 740.6944 | 126.5779
1587 | 886307 | 2022-01-19 12:45 | 2 | 12:45 | 1900-01-01 12:45 | 2 | 1.3562e-05 | 0.15069 | 67.2724 | 0.013959 | TRUE | 500 | 5.5556 | 0.69795 | 0.18669 | 0.1303 | 867.2724 | 18.3526
1588 | 886307 | 2022-01-19 13:00 | 2 | 13:00 | 1900-01-01 13:00 | 3 | 2.0344e-05 | 0.22604 | 85.625 | 0.014525 | TRUE | 500 | 5.5556 | 0.72627 | 0.20749 | 0.15069 | 885.625 | 67.8125
1589 | 886307 | 2022-01-19 13:15 | 2 | 13:15 | 1900-01-01 13:15 | 3 | 2.0344e-05 | 0.22604 | 153.4375 | 0.016618 | TRUE | 500 | 5.5556 | 0.83092 | 0.27204 | 0.22604 | 953.4375 | 0
1590 | 886307 | 2022-01-19 13:30 | 2 | 13:30 | 1900-01-01 13:30 | 2 | 1.3562e-05 | 0.15069 | 153.4375 | 0.016618 | TRUE | 500 | 5.5556 | 0.83092 | 0.27204 | 0.22604 | 953.4375 | -67.8125
1591 | 886307 | 2022-01-19 13:45 | 2 | 13:45 | 1900-01-01 13:45 | 2 | 1.3562e-05 | 0.15069 | 85.625 | 0.014525 | TRUE | 500 | 5.5556 | 0.72627 | 0.20749 | 0.15069 | 885.625 | 0
1592 | 886307 | 2022-01-19 14:00 | 2 | 14:00 | 1900-01-01 14:00 | 2 | 1.3562e-05 | 0.15069 | 85.625 | 0.014525 | TRUE | 500 | 5.5556 | 0.72627 | 0.20749 | 0.15069 | 885.625 | 0
1593 | 886307 | 2022-01-19 14:15 | 2 | 14:15 | 1900-01-01 14:15 | 2 | 1.3562e-05 | 0.15069 | 85.625 | 0.014525 | TRUE | 500 | 5.5556 | 0.72627 | 0.20749 | 0.15069 | 885.625 | 0
1594 | 886307 | 2022-01-19 14:30 | 2 | 14:30 | 1900-01-01 14:30 | 2 | 1.3562e-05 | 0.15069 | 85.625 | 0.014525 | TRUE | 500 | 5.5556 | 0.72627 | 0.20749 | 0.15069 | 885.625 | 0
1595 | 886307 | 2022-01-19 14:45 | 2 | 14:45 | 1900-01-01 14:45 | 2 | 1.3562e-05 | 0.15069 | 85.625 | 0.014525 | TRUE | 500 | 5.5556 | 0.72627 | 0.20749 | 0.15069 | 885.625 | 0
1596 | 886307 | 2022-01-19 15:00 | 2 | 15:00 | 1900-01-01 15:00 | 2 | 1.3562e-05 | 0.15069 | 85.625 | 0.014525 | TRUE | 500 | 5.5556 | 0.72627 | 0.20749 | 0.15069 | 885.625 | 0
1597 | 886307 | 2022-01-19 15:15 | 2 | 15:15 | 1900-01-01 15:15 | 2 | 1.3562e-05 | 0.15069 | 85.625 | 0.014525 | TRUE | 500 | 5.5556 | 0.72627 | 0.20749 | 0.15069 | 885.625 | 0
1598 | 886307 | 2022-01-19 15:30 | 2 | 15:30 | 1900-01-01 15:30 | 2 | 1.3562e-05 | 0.15069 | 85.625 | 0.014525 | TRUE | 500 | 5.5556 | 0.72627 | 0.20749 | 0.15069 | 885.625 | 0
1599 | 886307 | 2022-01-19 15:45 | 2 | 15:45 | 1900-01-01 15:45 | 2 | 1.3562e-05 | 0.15069 | 85.625 | 0.014525 | TRUE | 500 | 5.5556 | 0.72627 | 0.20749 | 0.15069 | 885.625 | 0
1600 | 886307 | 2022-01-19 16:00 | 2 | 16:00 | 1900-01-01 16:00 | 0 | 0 | 0 | 85.625 | 0.014525 | TRUE | 500 | 5.5556 | 0.72627 | 0.20749 | 0.15069 | 885.625 | -135.625
1601 | 886307 | 2022-01-19 16:15 | 2 | 16:15 | 1900-01-01 16:15 | 0 | 0 | 0 | -50 | 0.01034 | FALSE | 0 | 0 | 0 | 0 | 0.01034 | 750 | -9.3056
1602 | 886307 | 2022-01-19 16:30 | 2 | 16:30 | 1900-01-01 16:30 | 0 | 0 | 0 | -59.3056 | 0.010052 | FALSE | 0 | 0 | 0 | 0 | 0.010052 | 740.6944 | -9.0471
1603 | 886307 | 2022-01-19 16:45 | 2 | 16:45 | 1900-01-01 16:45 | 0 | 0 | 0 | -68.3526 | 0.0097731 | FALSE | 0 | 0 | 0 | 0 | 0.0097731 | 731.6474 | -8.7958
1604 | 886307 | 2022-01-19 17:00 | 2 | 17:00 | 1900-01-01 17:00 | 0 | 0 | 0 | -77.1484 | 0.0095016 | FALSE | 0 | 0 | 0 | 0 | 0.0095016 | 722.8516 | -8.5514
1605 | 886307 | 2022-01-19 17:15 | 2 | 17:15 | 1900-01-01 17:15 | 0 | 0 | 0 | -85.6998 | 0.0092377 | FALSE | 0 | 0 | 0 | 0 | 0.0092377 | 714.3002 | -8.3139
1606 | 886307 | 2022-01-19 17:30 | 2 | 17:30 | 1900-01-01 17:30 | 0 | 0 | 0 | -94.0137 | 0.0089811 | FALSE | 0 | 0 | 0 | 0 | 0.0089811 | 705.9863 | -8.083
1607 | 886307 | 2022-01-19 17:45 | 2 | 17:45 | 1900-01-01 17:45 | 0 | 0 | 0 | -102.0967 | 0.0087316 | FALSE | 0 | 0 | 0 | 0 | 0.0087316 | 697.9033 | -7.8584
1608 | 886307 | 2022-01-19 18:00 | 2 | 18:00 | 1900-01-01 18:00 | 0 | 0 | 0 | -109.9551 | 0.008489 | FALSE | 0 | 0 | 0 | 0 | 0.008489 | 690.0449 | -7.6401
1609 | 886307 | 2022-01-19 18:15 | 2 | 18:15 | 1900-01-01 18:15 | 0 | 0 | 0 | -117.5952 | 0.0082532 | FALSE | 0 | 0 | 0 | 0 | 0.0082532 | 682.4048 | -7.4279
1610 | 886307 | 2022-01-19 18:30 | 2 | 18:30 | 1900-01-01 18:30 | 0 | 0 | 0 | -125.0231 | 0.008024 | FALSE | 0 | 0 | 0 | 0 | 0.008024 | 674.9769 | -7.2216
1611 | 886307 | 2022-01-19 18:45 | 2 | 18:45 | 1900-01-01 18:45 | 0 | 0 | 0 | -132.2447 | 0.0078011 | FALSE | 0 | 0 | 0 | 0 | 0.0078011 | 667.7553 | -7.021
1612 | 886307 | 2022-01-19 19:00 | 2 | 19:00 | 1900-01-01 19:00 | 0 | 0 | 0 | -139.2657 | 0.0075844 | FALSE | 0 | 0 | 0 | 0 | 0.0075844 | 660.7343 | -6.826
1613 | 886307 | 2022-01-19 19:15 | 2 | 19:15 | 1900-01-01 19:15 | 0 | 0 | 0 | -146.0916 | 0.0073737 | FALSE | 0 | 0 | 0 | 0 | 0.0073737 | 653.9084 | -6.6363
1614 | 886307 | 2022-01-19 19:30 | 2 | 19:30 | 1900-01-01 19:30 | 0 | 0 | 0 | -152.728 | 0.0071689 | FALSE | 0 | 0 | 0 | 0 | 0.0071689 | 647.272 | -6.452
1615 | 886307 | 2022-01-19 19:45 | 2 | 19:45 | 1900-01-01 19:45 | 0 | 0 | 0 | -159.18 | 0.0069698 | FALSE | 0 | 0 | 0 | 0 | 0.0069698 | 640.82 | -6.2728
1616 | 886307 | 2022-01-19 20:00 | 2 | 20:00 | 1900-01-01 20:00 | 0 | 0 | 0 | -165.4528 | 0.0067761 | FALSE | 0 | 0 | 0 | 0 | 0.0067761 | 634.5472 | -6.0985
1617 | 886307 | 2022-01-19 20:15 | 2 | 20:15 | 1900-01-01 20:15 | 0 | 0 | 0 | -171.5513 | 0.0065879 | FALSE | 0 | 0 | 0 | 0 | 0.0065879 | 628.4487 | -5.9291
1618 | 886307 | 2022-01-19 20:30 | 2 | 20:30 | 1900-01-01 20:30 | 0 | 0 | 0 | -177.4804 | 0.0064049 | FALSE | 0 | 0 | 0 | 0 | 0.0064049 | 622.5196 | -5.7644
1619 | 886307 | 2022-01-19 20:45 | 2 | 20:45 | 1900-01-01 20:45 | 0 | 0 | 0 | -183.2449 | 0.006227 | FALSE | 0 | 0 | 0 | 0 | 0.006227 | 616.7551 | -5.6043
1620 | 886307 | 2022-01-19 21:00 | 2 | 21:00 | 1900-01-01 21:00 | 0 | 0 | 0 | -188.8492 | 0.006054 | FALSE | 0 | 0 | 0 | 0 | 0.006054 | 611.1508 | -5.4486
1621 | 886307 | 2022-01-19 21:15 | 2 | 21:15 | 1900-01-01 21:15 | 0 | 0 | 0 | -194.2978 | 0.0058859 | FALSE | 0 | 0 | 0 | 0 | 0.0058859 | 605.7022 | -5.2973
1622 | 886307 | 2022-01-19 21:30 | 2 | 21:30 | 1900-01-01 21:30 | 0 | 0 | 0 | -199.5951 | 0.0057224 | FALSE | 0 | 0 | 0 | 0 | 0.0057224 | 600.4049 | -5.1501
1623 | 886307 | 2022-01-19 21:45 | 2 | 21:45 | 1900-01-01 21:45 | 0 | 0 | 0 | -204.7452 | 0.0055634 | FALSE | 0 | 0 | 0 | 0 | 0.0055634 | 595.2548 | -5.0071
1624 | 886307 | 2022-01-19 22:00 | 2 | 22:00 | 1900-01-01 22:00 | 0 | 0 | 0 | -209.7523 | 0.0054089 | FALSE | 0 | 0 | 0 | 0 | 0.0054089 | 590.2477 | -4.868
1625 | 886307 | 2022-01-19 22:15 | 2 | 22:15 | 1900-01-01 22:15 | 0 | 0 | 0 | -214.6203 | 0.0052586 | FALSE | 0 | 0 | 0 | 0 | 0.0052586 | 585.3797 | -4.7328
1626 | 886307 | 2022-01-19 22:30 | 2 | 22:30 | 1900-01-01 22:30 | 0 | 0 | 0 | -219.3531 | 0.0051126 | FALSE | 0 | 0 | 0 | 0 | 0.0051126 | 580.6469 | -4.6013
1627 | 886307 | 2022-01-19 22:45 | 2 | 22:45 | 1900-01-01 22:45 | 0 | 0 | 0 | -223.9544 | 0.0049705 | FALSE | 0 | 0 | 0 | 0 | 0.0049705 | 576.0456 | -4.4735
1628 | 886307 | 2022-01-19 23:00 | 2 | 23:00 | 1900-01-01 23:00 | 0 | 0 | 0 | -228.4279 | 0.0048325 | FALSE | 0 | 0 | 0 | 0 | 0.0048325 | 571.5721 | -4.3492
1629 | 886307 | 2022-01-19 23:15 | 2 | 23:15 | 1900-01-01 23:15 | 0 | 0 | 0 | -232.7771 | 0.0046982 | FALSE | 0 | 0 | 0 | 0 | 0.0046982 | 567.2229 | -4.2284
1630 | 886307 | 2022-01-19 23:30 | 2 | 23:30 | 1900-01-01 23:30 | 0 | 0 | 0 | -237.0055 | 0.0045677 | FALSE | 0 | 0 | 0 | 0 | 0.0045677 | 562.9945 | -4.111
1631 | 886307 | 2022-01-19 23:45 | 2 | 23:45 | 1900-01-01 23:45 | 0 | 0 | 0 | -241.1165 | 0.0044409 | FALSE | 0 | 0 | 0 | 0 | 0.0044409 | 558.8835 | -3.9968
1632 | 886307 | 2022-01-20 | 3 | 0:00 | 1900-01-02 | 1 | 6.7812e-06 | 0.075347 | -245.1132 | 0.0043175 | FALSE | 0 | 0 | 0 | 0 | 0.0043175 | 554.8868 | 63.9268
1633 | 886307 | 2022-01-20 00:15 | 3 | 0:15 | 1900-01-02 00:15 | 1 | 6.7812e-06 | 0.075347 | -181.1865 | 0.0062905 | FALSE | 0 | 0 | 0 | 0 | 0.0062905 | 618.8135 | 62.151
1634 | 886307 | 2022-01-20 00:30 | 3 | 0:30 | 1900-01-02 00:30 | 1 | 6.7812e-06 | 0.075347 | -119.0355 | 0.0082088 | FALSE | 0 | 0 | 0 | 0 | 0.0082088 | 680.9645 | 60.4246
1635 | 886307 | 2022-01-20 00:45 | 3 | 0:45 | 1900-01-02 00:45 | 1 | 6.7812e-06 | 0.075347 | -58.6109 | 0.010074 | FALSE | 0 | 0 | 0 | 0 | 0.010074 | 741.3891 | 58.7461
1636 | 886307 | 2022-01-20 01:00 | 3 | 1:00 | 1900-01-02 01:00 | 1 | 6.7812e-06 | 0.075347 | 0.13528 | 0.011887 | FALSE | 0 | 0 | 0 | 0 | 0.011887 | 800.1353 | 57.1143
1637 | 886307 | 2022-01-20 01:15 | 3 | 1:15 | 1900-01-02 01:15 | 1 | 6.7812e-06 | 0.075347 | 57.2496 | 0.01365 | TRUE | 500 | 5.5556 | 0.68248 | 0.17461 | 0.11917 | 857.2496 | -39.4371
1638 | 886307 | 2022-01-20 01:30 | 3 | 1:30 | 1900-01-02 01:30 | 1 | 6.7812e-06 | 0.075347 | 17.8125 | 0.012432 | FALSE | 0 | 0 | 0 | 0 | 0.012432 | 817.8125 | 56.6233
1639 | 886307 | 2022-01-20 01:45 | 3 | 1:45 | 1900-01-02 01:45 | 1 | 6.7812e-06 | 0.075347 | 74.4358 | 0.01418 | TRUE | 500 | 5.5556 | 0.70901 | 0.19501 | 0.13826 | 874.4358 | -56.6233
1640 | 886307 | 2022-01-20 02:00 | 3 | 2:00 | 1900-01-02 02:00 | 1 | 6.7812e-06 | 0.075347 | 17.8125 | 0.012432 | FALSE | 0 | 0 | 0 | 0 | 0.012432 | 817.8125 | 56.6233
1641 | 886307 | 2022-01-20 02:15 | 3 | 2:15 | 1900-01-02 02:15 | 1 | 6.7812e-06 | 0.075347 | 74.4358 | 0.01418 | TRUE | 500 | 5.5556 | 0.70901 | 0.19501 | 0.13826 | 874.4358 | -56.6233
1642 | 886307 | 2022-01-20 02:30 | 3 | 2:30 | 1900-01-02 02:30 | 1 | 6.7812e-06 | 0.075347 | 17.8125 | 0.012432 | FALSE | 0 | 0 | 0 | 0 | 0.012432 | 817.8125 | 56.6233
1643 | 886307 | 2022-01-20 02:45 | 3 | 2:45 | 1900-01-02 02:45 | 1 | 6.7812e-06 | 0.075347 | 74.4358 | 0.01418 | TRUE | 500 | 5.5556 | 0.70901 | 0.19501 | 0.13826 | 874.4358 | -56.6233
1644 | 886307 | 2022-01-20 03:00 | 3 | 3:00 | 1900-01-02 03:00 | 1 | 6.7812e-06 | 0.075347 | 17.8125 | 0.012432 | FALSE | 0 | 0 | 0 | 0 | 0.012432 | 817.8125 | 56.6233
1645 | 886307 | 2022-01-20 03:15 | 3 | 3:15 | 1900-01-02 03:15 | 1 | 6.7812e-06 | 0.075347 | 74.4358 | 0.01418 | TRUE | 500 | 5.5556 | 0.70901 | 0.19501 | 0.13826 | 874.4358 | -56.6233
1646 | 886307 | 2022-01-20 03:30 | 3 | 3:30 | 1900-01-02 03:30 | 1 | 6.7812e-06 | 0.075347 | 17.8125 | 0.012432 | FALSE | 0 | 0 | 0 | 0 | 0.012432 | 817.8125 | 56.6233
1647 | 886307 | 2022-01-20 03:45 | 3 | 3:45 | 1900-01-02 03:45 | 1 | 6.7812e-06 | 0.075347 | 74.4358 | 0.01418 | TRUE | 500 | 5.5556 | 0.70901 | 0.19501 | 0.13826 | 874.4358 | -56.6233
1648 | 886307 | 2022-01-20 04:00 | 3 | 4:00 | 1900-01-02 04:00 | 1 | 6.7812e-06 | 0.075347 | 17.8125 | 0.012432 | FALSE | 0 | 0 | 0 | 0 | 0.012432 | 817.8125 | 56.6233
1649 | 886307 | 2022-01-20 04:15 | 3 | 4:15 | 1900-01-02 04:15 | 1 | 6.7812e-06 | 0.075347 | 74.4358 | 0.01418 | TRUE | 500 | 5.5556 | 0.70901 | 0.19501 | 0.13826 | 874.4358 | -56.6233
1650 | 886307 | 2022-01-20 04:30 | 3 | 4:30 | 1900-01-02 04:30 | 1 | 6.7812e-06 | 0.075347 | 17.8125 | 0.012432 | FALSE | 0 | 0 | 0 | 0 | 0.012432 | 817.8125 | 56.6233
1651 | 886307 | 2022-01-20 04:45 | 3 | 4:45 | 1900-01-02 04:45 | 1 | 6.7812e-06 | 0.075347 | 74.4358 | 0.01418 | TRUE | 500 | 5.5556 | 0.70901 | 0.19501 | 0.13826 | 874.4358 | -56.6233
1652 | 886307 | 2022-01-20 05:00 | 3 | 5:00 | 1900-01-02 05:00 | 1 | 6.7812e-06 | 0.075347 | 17.8125 | 0.012432 | FALSE | 0 | 0 | 0 | 0 | 0.012432 | 817.8125 | 56.6233
1653 | 886307 | 2022-01-20 05:15 | 3 | 5:15 | 1900-01-02 05:15 | 1 | 6.7812e-06 | 0.075347 | 74.4358 | 0.01418 | TRUE | 500 | 5.5556 | 0.70901 | 0.19501 | 0.13826 | 874.4358 | -56.6233
1654 | 886307 | 2022-01-20 05:30 | 3 | 5:30 | 1900-01-02 05:30 | 1 | 6.7812e-06 | 0.075347 | 17.8125 | 0.012432 | FALSE | 0 | 0 | 0 | 0 | 0.012432 | 817.8125 | 56.6233
1655 | 886307 | 2022-01-20 05:45 | 3 | 5:45 | 1900-01-02 05:45 | 1 | 6.7812e-06 | 0.075347 | 74.4358 | 0.01418 | TRUE | 500 | 5.5556 | 0.70901 | 0.19501 | 0.13826 | 874.4358 | -56.6233
1656 | 886307 | 2022-01-20 06:00 | 3 | 6:00 | 1900-01-02 06:00 | 1 | 6.7812e-06 | 0.075347 | 17.8125 | 0.012432 | FALSE | 0 | 0 | 0 | 0 | 0.012432 | 817.8125 | 56.6233
1657 | 886307 | 2022-01-20 06:15 | 3 | 6:15 | 1900-01-02 06:15 | 1 | 6.7812e-06 | 0.075347 | 74.4358 | 0.01418 | TRUE | 500 | 5.5556 | 0.70901 | 0.19501 | 0.13826 | 874.4358 | -56.6233
1658 | 886307 | 2022-01-20 06:30 | 3 | 6:30 | 1900-01-02 06:30 | 1 | 6.7812e-06 | 0.075347 | 17.8125 | 0.012432 | FALSE | 0 | 0 | 0 | 0 | 0.012432 | 817.8125 | 56.6233
1659 | 886307 | 2022-01-20 06:45 | 3 | 6:45 | 1900-01-02 06:45 | 1 | 6.7812e-06 | 0.075347 | 74.4358 | 0.01418 | TRUE | 500 | 5.5556 | 0.70901 | 0.19501 | 0.13826 | 874.4358 | -56.6233
1660 | 886307 | 2022-01-20 07:00 | 3 | 7:00 | 1900-01-02 07:00 | 1 | 6.7812e-06 | 0.075347 | 17.8125 | 0.012432 | FALSE | 0 | 0 | 0 | 0 | 0.012432 | 817.8125 | 56.6233
1661 | 886307 | 2022-01-20 07:15 | 3 | 7:15 | 1900-01-02 07:15 | 1 | 6.7812e-06 | 0.075347 | 74.4358 | 0.01418 | TRUE | 500 | 5.5556 | 0.70901 | 0.19501 | 0.13826 | 874.4358 | -56.6233
1662 | 886307 | 2022-01-20 07:30 | 3 | 7:30 | 1900-01-02 07:30 | 1 | 6.7812e-06 | 0.075347 | 17.8125 | 0.012432 | FALSE | 0 | 0 | 0 | 0 | 0.012432 | 817.8125 | 56.6233
1663 | 886307 | 2022-01-20 07:45 | 3 | 7:45 | 1900-01-02 07:45 | 1 | 6.7812e-06 | 0.075347 | 74.4358 | 0.01418 | TRUE | 500 | 5.5556 | 0.70901 | 0.19501 | 0.13826 | 874.4358 | -56.6233
1664 | 886307 | 2022-01-20 08:00 | 3 | 8:00 | 1900-01-02 08:00 | 1 | 6.7812e-06 | 0.075347 | 17.8125 | 0.012432 | FALSE | 0 | 0 | 0 | 0 | 0.012432 | 817.8125 | 56.6233
1665 | 886307 | 2022-01-20 08:15 | 3 | 8:15 | 1900-01-02 08:15 | 1 | 6.7812e-06 | 0.075347 | 74.4358 | 0.01418 | TRUE | 500 | 5.5556 | 0.70901 | 0.19501 | 0.13826 | 874.4358 | -56.6233
1666 | 886307 | 2022-01-20 08:30 | 3 | 8:30 | 1900-01-02 08:30 | 3 | 2.0344e-05 | 0.22604 | 17.8125 | 0.012432 | FALSE | 0 | 0 | 0 | 0 | 0.012432 | 817.8125 | 192.2483
1667 | 886307 | 2022-01-20 08:45 | 3 | 8:45 | 1900-01-02 08:45 | 3 | 2.0344e-05 | 0.22604 | 210.0608 | 0.018366 | TRUE | 500 | 5.5556 | 0.9183 | 0.31466 | 0.28896 | 1010.0608 | -56.6233
1668 | 886307 | 2022-01-20 09:00 | 3 | 9:00 | 1900-01-02 09:00 | 2 | 1.3562e-05 | 0.15069 | 153.4375 | 0.016618 | TRUE | 500 | 5.5556 | 0.83092 | 0.27204 | 0.22604 | 953.4375 | -67.8125
1669 | 886307 | 2022-01-20 09:15 | 3 | 9:15 | 1900-01-02 09:15 | 2 | 1.3562e-05 | 0.15069 | 85.625 | 0.014525 | TRUE | 500 | 5.5556 | 0.72627 | 0.20749 | 0.15069 | 885.625 | 0
1670 | 886307 | 2022-01-20 09:30 | 3 | 9:30 | 1900-01-02 09:30 | 2 | 1.3562e-05 | 0.15069 | 85.625 | 0.014525 | TRUE | 500 | 5.5556 | 0.72627 | 0.20749 | 0.15069 | 885.625 | 0
1671 | 886307 | 2022-01-20 09:45 | 3 | 9:45 | 1900-01-02 09:45 | 2 | 1.3562e-05 | 0.15069 | 85.625 | 0.014525 | TRUE | 500 | 5.5556 | 0.72627 | 0.20749 | 0.15069 | 885.625 | 0
1672 | 886307 | 2022-01-20 10:00 | 3 | 10:00 | 1900-01-02 10:00 | 2 | 1.3562e-05 | 0.15069 | 85.625 | 0.014525 | TRUE | 500 | 5.5556 | 0.72627 | 0.20749 | 0.15069 | 885.625 | 0
1673 | 886307 | 2022-01-20 10:15 | 3 | 10:15 | 1900-01-02 10:15 | 2 | 1.3562e-05 | 0.15069 | 85.625 | 0.014525 | TRUE | 500 | 5.5556 | 0.72627 | 0.20749 | 0.15069 | 885.625 | 0
1674 | 886307 | 2022-01-20 10:30 | 3 | 10:30 | 1900-01-02 10:30 | 2 | 1.3562e-05 | 0.15069 | 85.625 | 0.014525 | TRUE | 500 | 5.5556 | 0.72627 | 0.20749 | 0.15069 | 885.625 | 0
1675 | 886307 | 2022-01-20 10:45 | 3 | 10:45 | 1900-01-02 10:45 | 2 | 1.3562e-05 | 0.15069 | 85.625 | 0.014525 | TRUE | 500 | 5.5556 | 0.72627 | 0.20749 | 0.15069 | 885.625 | 0
1676 | 886307 | 2022-01-20 11:00 | 3 | 11:00 | 1900-01-02 11:00 | 2 | 1.3562e-05 | 0.15069 | 85.625 | 0.014525 | TRUE | 500 | 5.5556 | 0.72627 | 0.20749 | 0.15069 | 885.625 | 0
1677 | 886307 | 2022-01-20 11:15 | 3 | 11:15 | 1900-01-02 11:15 | 2 | 1.3562e-05 | 0.15069 | 85.625 | 0.014525 | TRUE | 500 | 5.5556 | 0.72627 | 0.20749 | 0.15069 | 885.625 | 0
1678 | 886307 | 2022-01-20 11:30 | 3 | 11:30 | 1900-01-02 11:30 | 2 | 1.3562e-05 | 0.15069 | 85.625 | 0.014525 | TRUE | 500 | 5.5556 | 0.72627 | 0.20749 | 0.15069 | 885.625 | 0
1679 | 886307 | 2022-01-20 11:45 | 3 | 11:45 | 1900-01-02 11:45 | 2 | 1.3562e-05 | 0.15069 | 85.625 | 0.014525 | TRUE | 500 | 5.5556 | 0.72627 | 0.20749 | 0.15069 | 885.625 | 0
1680 | 886307 | 2022-01-20 12:00 | 3 | 12:00 | 1900-01-02 12:00 | 0 | 0 | 0 | 85.625 | 0.014525 | TRUE | 500 | 5.5556 | 0.72627 | 0.20749 | 0.15069 | 885.625 | -135.625
1681 | 886307 | 2022-01-20 12:15 | 3 | 12:15 | 1900-01-02 12:15 | 0 | 0 | 0 | -50 | 0.01034 | FALSE | 0 | 0 | 0 | 0 | 0.01034 | 750 | -9.3056
1682 | 886307 | 2022-01-20 12:30 | 3 | 12:30 | 1900-01-02 12:30 | 2 | 1.3562e-05 | 0.15069 | -59.3056 | 0.010052 | FALSE | 0 | 0 | 0 | 0 | 0.010052 | 740.6944 | 126.5779
1683 | 886307 | 2022-01-20 12:45 | 3 | 12:45 | 1900-01-02 12:45 | 2 | 1.3562e-05 | 0.15069 | 67.2724 | 0.013959 | TRUE | 500 | 5.5556 | 0.69795 | 0.18669 | 0.1303 | 867.2724 | 18.3526
1684 | 886307 | 2022-01-20 13:00 | 3 | 13:00 | 1900-01-02 13:00 | 3 | 2.0344e-05 | 0.22604 | 85.625 | 0.014525 | TRUE | 500 | 5.5556 | 0.72627 | 0.20749 | 0.15069 | 885.625 | 67.8125
1685 | 886307 | 2022-01-20 13:15 | 3 | 13:15 | 1900-01-02 13:15 | 3 | 2.0344e-05 | 0.22604 | 153.4375 | 0.016618 | TRUE | 500 | 5.5556 | 0.83092 | 0.27204 | 0.22604 | 953.4375 | 0
1686 | 886307 | 2022-01-20 13:30 | 3 | 13:30 | 1900-01-02 13:30 | 2 | 1.3562e-05 | 0.15069 | 153.4375 | 0.016618 | TRUE | 500 | 5.5556 | 0.83092 | 0.27204 | 0.22604 | 953.4375 | -67.8125
1687 | 886307 | 2022-01-20 13:45 | 3 | 13:45 | 1900-01-02 13:45 | 2 | 1.3562e-05 | 0.15069 | 85.625 | 0.014525 | TRUE | 500 | 5.5556 | 0.72627 | 0.20749 | 0.15069 | 885.625 | 0
1688 | 886307 | 2022-01-20 14:00 | 3 | 14:00 | 1900-01-02 14:00 | 2 | 1.3562e-05 | 0.15069 | 85.625 | 0.014525 | TRUE | 500 | 5.5556 | 0.72627 | 0.20749 | 0.15069 | 885.625 | 0
1689 | 886307 | 2022-01-20 14:15 | 3 | 14:15 | 1900-01-02 14:15 | 2 | 1.3562e-05 | 0.15069 | 85.625 | 0.014525 | TRUE | 500 | 5.5556 | 0.72627 | 0.20749 | 0.15069 | 885.625 | 0
1690 | 886307 | 2022-01-20 14:30 | 3 | 14:30 | 1900-01-02 14:30 | 2 | 1.3562e-05 | 0.15069 | 85.625 | 0.014525 | TRUE | 500 | 5.5556 | 0.72627 | 0.20749 | 0.15069 | 885.625 | 0
1691 | 886307 | 2022-01-20 14:45 | 3 | 14:45 | 1900-01-02 14:45 | 2 | 1.3562e-05 | 0.15069 | 85.625 | 0.014525 | TRUE | 500 | 5.5556 | 0.72627 | 0.20749 | 0.15069 | 885.625 | 0
1692 | 886307 | 2022-01-20 15:00 | 3 | 15:00 | 1900-01-02 15:00 | 2 | 1.3562e-05 | 0.15069 | 85.625 | 0.014525 | TRUE | 500 | 5.5556 | 0.72627 | 0.20749 | 0.15069 | 885.625 | 0
1693 | 886307 | 2022-01-20 15:15 | 3 | 15:15 | 1900-01-02 15:15 | 2 | 1.3562e-05 | 0.15069 | 85.625 | 0.014525 | TRUE | 500 | 5.5556 | 0.72627 | 0.20749 | 0.15069 | 885.625 | 0
1694 | 886307 | 2022-01-20 15:30 | 3 | 15:30 | 1900-01-02 15:30 | 2 | 1.3562e-05 | 0.15069 | 85.625 | 0.014525 | TRUE | 500 | 5.5556 | 0.72627 | 0.20749 | 0.15069 | 885.625 | 0
1695 | 886307 | 2022-01-20 15:45 | 3 | 15:45 | 1900-01-02 15:45 | 2 | 1.3562e-05 | 0.15069 | 85.625 | 0.014525 | TRUE | 500 | 5.5556 | 0.72627 | 0.20749 | 0.15069 | 885.625 | 0
1696 | 886307 | 2022-01-20 16:00 | 3 | 16:00 | 1900-01-02 16:00 | 0 | 0 | 0 | 85.625 | 0.014525 | TRUE | 500 | 5.5556 | 0.72627 | 0.20749 | 0.15069 | 885.625 | -135.625
1697 | 886307 | 2022-01-20 16:15 | 3 | 16:15 | 1900-01-02 16:15 | 0 | 0 | 0 | -50 | 0.01034 | FALSE | 0 | 0 | 0 | 0 | 0.01034 | 750 | -9.3056
1698 | 886307 | 2022-01-20 16:30 | 3 | 16:30 | 1900-01-02 16:30 | 0 | 0 | 0 | -59.3056 | 0.010052 | FALSE | 0 | 0 | 0 | 0 | 0.010052 | 740.6944 | -9.0471
1699 | 886307 | 2022-01-20 16:45 | 3 | 16:45 | 1900-01-02 16:45 | 0 | 0 | 0 | -68.3526 | 0.0097731 | FALSE | 0 | 0 | 0 | 0 | 0.0097731 | 731.6474 | -8.7958
1700 | 886307 | 2022-01-20 17:00 | 3 | 17:00 | 1900-01-02 17:00 | 0 | 0 | 0 | -77.1484 | 0.0095016 | FALSE | 0 | 0 | 0 | 0 | 0.0095016 | 722.8516 | -8.5514
1701 | 886307 | 2022-01-20 17:15 | 3 | 17:15 | 1900-01-02 17:15 | 0 | 0 | 0 | -85.6998 | 0.0092377 | FALSE | 0 | 0 | 0 | 0 | 0.0092377 | 714.3002 | -8.3139
1702 | 886307 | 2022-01-20 17:30 | 3 | 17:30 | 1900-01-02 17:30 | 0 | 0 | 0 | -94.0137 | 0.0089811 | FALSE | 0 | 0 | 0 | 0 | 0.0089811 | 705.9863 | -8.083
1703 | 886307 | 2022-01-20 17:45 | 3 | 17:45 | 1900-01-02 17:45 | 0 | 0 | 0 | -102.0967 | 0.0087316 | FALSE | 0 | 0 | 0 | 0 | 0.0087316 | 697.9033 | -7.8584
1704 | 886307 | 2022-01-20 18:00 | 3 | 18:00 | 1900-01-02 18:00 | 0 | 0 | 0 | -109.9551 | 0.008489 | FALSE | 0 | 0 | 0 | 0 | 0.008489 | 690.0449 | -7.6401
1705 | 886307 | 2022-01-20 18:15 | 3 | 18:15 | 1900-01-02 18:15 | 0 | 0 | 0 | -117.5952 | 0.0082532 | FALSE | 0 | 0 | 0 | 0 | 0.0082532 | 682.4048 | -7.4279
1706 | 886307 | 2022-01-20 18:30 | 3 | 18:30 | 1900-01-02 18:30 | 0 | 0 | 0 | -125.0231 | 0.008024 | FALSE | 0 | 0 | 0 | 0 | 0.008024 | 674.9769 | -7.2216
1707 | 886307 | 2022-01-20 18:45 | 3 | 18:45 | 1900-01-02 18:45 | 0 | 0 | 0 | -132.2447 | 0.0078011 | FALSE | 0 | 0 | 0 | 0 | 0.0078011 | 667.7553 | -7.021
1708 | 886307 | 2022-01-20 19:00 | 3 | 19:00 | 1900-01-02 19:00 | 0 | 0 | 0 | -139.2657 | 0.0075844 | FALSE | 0 | 0 | 0 | 0 | 0.0075844 | 660.7343 | -6.826
1709 | 886307 | 2022-01-20 19:15 | 3 | 19:15 | 1900-01-02 19:15 | 0 | 0 | 0 | -146.0916 | 0.0073737 | FALSE | 0 | 0 | 0 | 0 | 0.0073737 | 653.9084 | -6.6363
1710 | 886307 | 2022-01-20 19:30 | 3 | 19:30 | 1900-01-02 19:30 | 0 | 0 | 0 | -152.728 | 0.0071689 | FALSE | 0 | 0 | 0 | 0 | 0.0071689 | 647.272 | -6.452
1711 | 886307 | 2022-01-20 19:45 | 3 | 19:45 | 1900-01-02 19:45 | 0 | 0 | 0 | -159.18 | 0.0069698 | FALSE | 0 | 0 | 0 | 0 | 0.0069698 | 640.82 | -6.2728
1712 | 886307 | 2022-01-20 20:00 | 3 | 20:00 | 1900-01-02 20:00 | 0 | 0 | 0 | -165.4528 | 0.0067761 | FALSE | 0 | 0 | 0 | 0 | 0.0067761 | 634.5472 | -6.0985
1713 | 886307 | 2022-01-20 20:15 | 3 | 20:15 | 1900-01-02 20:15 | 0 | 0 | 0 | -171.5513 | 0.0065879 | FALSE | 0 | 0 | 0 | 0 | 0.0065879 | 628.4487 | -5.9291
1714 | 886307 | 2022-01-20 20:30 | 3 | 20:30 | 1900-01-02 20:30 | 0 | 0 | 0 | -177.4804 | 0.0064049 | FALSE | 0 | 0 | 0 | 0 | 0.0064049 | 622.5196 | -5.7644
1715 | 886307 | 2022-01-20 20:45 | 3 | 20:45 | 1900-01-02 20:45 | 0 | 0 | 0 | -183.2449 | 0.006227 | FALSE | 0 | 0 | 0 | 0 | 0.006227 | 616.7551 | -5.6043
1716 | 886307 | 2022-01-20 21:00 | 3 | 21:00 | 1900-01-02 21:00 | 0 | 0 | 0 | -188.8492 | 0.006054 | FALSE | 0 | 0 | 0 | 0 | 0.006054 | 611.1508 | -5.4486
1717 | 886307 | 2022-01-20 21:15 | 3 | 21:15 | 1900-01-02 21:15 | 0 | 0 | 0 | -194.2978 | 0.0058859 | FALSE | 0 | 0 | 0 | 0 | 0.0058859 | 605.7022 | -5.2973
1718 | 886307 | 2022-01-20 21:30 | 3 | 21:30 | 1900-01-02 21:30 | 0 | 0 | 0 | -199.5951 | 0.0057224 | FALSE | 0 | 0 | 0 | 0 | 0.0057224 | 600.4049 | -5.1501
1719 | 886307 | 2022-01-20 21:45 | 3 | 21:45 | 1900-01-02 21:45 | 0 | 0 | 0 | -204.7452 | 0.0055634 | FALSE | 0 | 0 | 0 | 0 | 0.0055634 | 595.2548 | -5.0071
1720 | 886307 | 2022-01-20 22:00 | 3 | 22:00 | 1900-01-02 22:00 | 0 | 0 | 0 | -209.7523 | 0.0054089 | FALSE | 0 | 0 | 0 | 0 | 0.0054089 | 590.2477 | -4.868
1721 | 886307 | 2022-01-20 22:15 | 3 | 22:15 | 1900-01-02 22:15 | 0 | 0 | 0 | -214.6203 | 0.0052586 | FALSE | 0 | 0 | 0 | 0 | 0.0052586 | 585.3797 | -4.7328
1722 | 886307 | 2022-01-20 22:30 | 3 | 22:30 | 1900-01-02 22:30 | 0 | 0 | 0 | -219.3531 | 0.0051126 | FALSE | 0 | 0 | 0 | 0 | 0.0051126 | 580.6469 | -4.6013
1723 | 886307 | 2022-01-20 22:45 | 3 | 22:45 | 1900-01-02 22:45 | 0 | 0 | 0 | -223.9544 | 0.0049705 | FALSE | 0 | 0 | 0 | 0 | 0.0049705 | 576.0456 | -4.4735
1724 | 886307 | 2022-01-20 23:00 | 3 | 23:00 | 1900-01-02 23:00 | 0 | 0 | 0 | -228.4279 | 0.0048325 | FALSE | 0 | 0 | 0 | 0 | 0.0048325 | 571.5721 | -4.3492
1725 | 886307 | 2022-01-20 23:15 | 3 | 23:15 | 1900-01-02 23:15 | 0 | 0 | 0 | -232.7771 | 0.0046982 | FALSE | 0 | 0 | 0 | 0 | 0.0046982 | 567.2229 | -4.2284
1726 | 886307 | 2022-01-20 23:30 | 3 | 23:30 | 1900-01-02 23:30 | 0 | 0 | 0 | -237.0055 | 0.0045677 | FALSE | 0 | 0 | 0 | 0 | 0.0045677 | 562.9945 | -4.111
1727 | 886307 | 2022-01-20 23:45 | 3 | 23:45 | 1900-01-02 23:45 | 0 | 0 | 0 | -241.1165 | 0.0044409 | FALSE | 0 | 0 | 0 | 0 | 0.0044409 | 558.8835 | -3.9968
1728 | 886307 | 2022-01-21 | 4 | 0:00 | 1900-01-03 | 1 | 6.7812e-06 | 0.075347 | -245.1132 | 0.0043175 | FALSE | 0 | 0 | 0 | 0 | 0.0043175 | 554.8868 | 63.9268
1729 | 886307 | 2022-01-21 00:15 | 4 | 0:15 | 1900-01-03 00:15 | 1 | 6.7812e-06 | 0.075347 | -181.1865 | 0.0062905 | FALSE | 0 | 0 | 0 | 0 | 0.0062905 | 618.8135 | 62.151
1730 | 886307 | 2022-01-21 00:30 | 4 | 0:30 | 1900-01-03 00:30 | 1 | 6.7812e-06 | 0.075347 | -119.0355 | 0.0082088 | FALSE | 0 | 0 | 0 | 0 | 0.0082088 | 680.9645 | 60.4246
1731 | 886307 | 2022-01-21 00:45 | 4 | 0:45 | 1900-01-03 00:45 | 1 | 6.7812e-06 | 0.075347 | -58.6109 | 0.010074 | FALSE | 0 | 0 | 0 | 0 | 0.010074 | 741.3891 | 58.7461
1732 | 886307 | 2022-01-21 01:00 | 4 | 1:00 | 1900-01-03 01:00 | 1 | 6.7812e-06 | 0.075347 | 0.13528 | 0.011887 | FALSE | 0 | 0 | 0 | 0 | 0.011887 | 800.1353 | 57.1143
1733 | 886307 | 2022-01-21 01:15 | 4 | 1:15 | 1900-01-03 01:15 | 1 | 6.7812e-06 | 0.075347 | 57.2496 | 0.01365 | TRUE | 500 | 5.5556 | 0.68248 | 0.17461 | 0.11917 | 857.2496 | -39.4371
1734 | 886307 | 2022-01-21 01:30 | 4 | 1:30 | 1900-01-03 01:30 | 1 | 6.7812e-06 | 0.075347 | 17.8125 | 0.012432 | FALSE | 0 | 0 | 0 | 0 | 0.012432 | 817.8125 | 56.6233
1735 | 886307 | 2022-01-21 01:45 | 4 | 1:45 | 1900-01-03 01:45 | 1 | 6.7812e-06 | 0.075347 | 74.4358 | 0.01418 | TRUE | 500 | 5.5556 | 0.70901 | 0.19501 | 0.13826 | 874.4358 | -56.6233
1736 | 886307 | 2022-01-21 02:00 | 4 | 2:00 | 1900-01-03 02:00 | 1 | 6.7812e-06 | 0.075347 | 17.8125 | 0.012432 | FALSE | 0 | 0 | 0 | 0 | 0.012432 | 817.8125 | 56.6233
1737 | 886307 | 2022-01-21 02:15 | 4 | 2:15 | 1900-01-03 02:15 | 1 | 6.7812e-06 | 0.075347 | 74.4358 | 0.01418 | TRUE | 500 | 5.5556 | 0.70901 | 0.19501 | 0.13826 | 874.4358 | -56.6233
1738 | 886307 | 2022-01-21 02:30 | 4 | 2:30 | 1900-01-03 02:30 | 1 | 6.7812e-06 | 0.075347 | 17.8125 | 0.012432 | FALSE | 0 | 0 | 0 | 0 | 0.012432 | 817.8125 | 56.6233
1739 | 886307 | 2022-01-21 02:45 | 4 | 2:45 | 1900-01-03 02:45 | 1 | 6.7812e-06 | 0.075347 | 74.4358 | 0.01418 | TRUE | 500 | 5.5556 | 0.70901 | 0.19501 | 0.13826 | 874.4358 | -56.6233
1740 | 886307 | 2022-01-21 03:00 | 4 | 3:00 | 1900-01-03 03:00 | 1 | 6.7812e-06 | 0.075347 | 17.8125 | 0.012432 | FALSE | 0 | 0 | 0 | 0 | 0.012432 | 817.8125 | 56.6233
1741 | 886307 | 2022-01-21 03:15 | 4 | 3:15 | 1900-01-03 03:15 | 1 | 6.7812e-06 | 0.075347 | 74.4358 | 0.01418 | TRUE | 500 | 5.5556 | 0.70901 | 0.19501 | 0.13826 | 874.4358 | -56.6233
1742 | 886307 | 2022-01-21 03:30 | 4 | 3:30 | 1900-01-03 03:30 | 1 | 6.7812e-06 | 0.075347 | 17.8125 | 0.012432 | FALSE | 0 | 0 | 0 | 0 | 0.012432 | 817.8125 | 56.6233
1743 | 886307 | 2022-01-21 03:45 | 4 | 3:45 | 1900-01-03 03:45 | 1 | 6.7812e-06 | 0.075347 | 74.4358 | 0.01418 | TRUE | 500 | 5.5556 | 0.70901 | 0.19501 | 0.13826 | 874.4358 | -56.6233
1744 | 886307 | 2022-01-21 04:00 | 4 | 4:00 | 1900-01-03 04:00 | 1 | 6.7812e-06 | 0.075347 | 17.8125 | 0.012432 | FALSE | 0 | 0 | 0 | 0 | 0.012432 | 817.8125 | 56.6233
1745 | 886307 | 2022-01-21 04:15 | 4 | 4:15 | 1900-01-03 04:15 | 1 | 6.7812e-06 | 0.075347 | 74.4358 | 0.01418 | TRUE | 500 | 5.5556 | 0.70901 | 0.19501 | 0.13826 | 874.4358 | -56.6233
1746 | 886307 | 2022-01-21 04:30 | 4 | 4:30 | 1900-01-03 04:30 | 1 | 6.7812e-06 | 0.075347 | 17.8125 | 0.012432 | FALSE | 0 | 0 | 0 | 0 | 0.012432 | 817.8125 | 56.6233
1747 | 886307 | 2022-01-21 04:45 | 4 | 4:45 | 1900-01-03 04:45 | 1 | 6.7812e-06 | 0.075347 | 74.4358 | 0.01418 | TRUE | 500 | 5.5556 | 0.70901 | 0.19501 | 0.13826 | 874.4358 | -56.6233
1748 | 886307 | 2022-01-21 05:00 | 4 | 5:00 | 1900-01-03 05:00 | 1 | 6.7812e-06 | 0.075347 | 17.8125 | 0.012432 | FALSE | 0 | 0 | 0 | 0 | 0.012432 | 817.8125 | 56.6233
1749 | 886307 | 2022-01-21 05:15 | 4 | 5:15 | 1900-01-03 05:15 | 1 | 6.7812e-06 | 0.075347 | 74.4358 | 0.01418 | TRUE | 500 | 5.5556 | 0.70901 | 0.19501 | 0.13826 | 874.4358 | -56.6233
1750 | 886307 | 2022-01-21 05:30 | 4 | 5:30 | 1900-01-03 05:30 | 1 | 6.7812e-06 | 0.075347 | 17.8125 | 0.012432 | FALSE | 0 | 0 | 0 | 0 | 0.012432 | 817.8125 | 56.6233
1751 | 886307 | 2022-01-21 05:45 | 4 | 5:45 | 1900-01-03 05:45 | 1 | 6.7812e-06 | 0.075347 | 74.4358 | 0.01418 | TRUE | 500 | 5.5556 | 0.70901 | 0.19501 | 0.13826 | 874.4358 | -56.6233
1752 | 886307 | 2022-01-21 06:00 | 4 | 6:00 | 1900-01-03 06:00 | 1 | 6.7812e-06 | 0.075347 | 17.8125 | 0.012432 | FALSE | 0 | 0 | 0 | 0 | 0.012432 | 817.8125 | 56.6233
1753 | 886307 | 2022-01-21 06:15 | 4 | 6:15 | 1900-01-03 06:15 | 1 | 6.7812e-06 | 0.075347 | 74.4358 | 0.01418 | TRUE | 500 | 5.5556 | 0.70901 | 0.19501 | 0.13826 | 874.4358 | -56.6233
1754 | 886307 | 2022-01-21 06:30 | 4 | 6:30 | 1900-01-03 06:30 | 1 | 6.7812e-06 | 0.075347 | 17.8125 | 0.012432 | FALSE | 0 | 0 | 0 | 0 | 0.012432 | 817.8125 | 56.6233
1755 | 886307 | 2022-01-21 06:45 | 4 | 6:45 | 1900-01-03 06:45 | 1 | 6.7812e-06 | 0.075347 | 74.4358 | 0.01418 | TRUE | 500 | 5.5556 | 0.70901 | 0.19501 | 0.13826 | 874.4358 | -56.6233
1756 | 886307 | 2022-01-21 07:00 | 4 | 7:00 | 1900-01-03 07:00 | 1 | 6.7812e-06 | 0.075347 | 17.8125 | 0.012432 | FALSE | 0 | 0 | 0 | 0 | 0.012432 | 817.8125 | 56.6233
1757 | 886307 | 2022-01-21 07:15 | 4 | 7:15 | 1900-01-03 07:15 | 1 | 6.7812e-06 | 0.075347 | 74.4358 | 0.01418 | TRUE | 500 | 5.5556 | 0.70901 | 0.19501 | 0.13826 | 874.4358 | -56.6233
1758 | 886307 | 2022-01-21 07:30 | 4 | 7:30 | 1900-01-03 07:30 | 1 | 6.7812e-06 | 0.075347 | 17.8125 | 0.012432 | FALSE | 0 | 0 | 0 | 0 | 0.012432 | 817.8125 | 56.6233
1759 | 886307 | 2022-01-21 07:45 | 4 | 7:45 | 1900-01-03 07:45 | 1 | 6.7812e-06 | 0.075347 | 74.4358 | 0.01418 | TRUE | 500 | 5.5556 | 0.70901 | 0.19501 | 0.13826 | 874.4358 | -56.6233
1760 | 886307 | 2022-01-21 08:00 | 4 | 8:00 | 1900-01-03 08:00 | 1 | 6.7812e-06 | 0.075347 | 17.8125 | 0.012432 | FALSE | 0 | 0 | 0 | 0 | 0.012432 | 817.8125 | 56.6233
1761 | 886307 | 2022-01-21 08:15 | 4 | 8:15 | 1900-01-03 08:15 | 1 | 6.7812e-06 | 0.075347 | 74.4358 | 0.01418 | TRUE | 500 | 5.5556 | 0.70901 | 0.19501 | 0.13826 | 874.4358 | -56.6233
1762 | 886307 | 2022-01-21 08:30 | 4 | 8:30 | 1900-01-03 08:30 | 3 | 2.0344e-05 | 0.22604 | 17.8125 | 0.012432 | FALSE | 0 | 0 | 0 | 0 | 0.012432 | 817.8125 | 192.2483
1763 | 886307 | 2022-01-21 08:45 | 4 | 8:45 | 1900-01-03 08:45 | 3 | 2.0344e-05 | 0.22604 | 210.0608 | 0.018366 | TRUE | 500 | 5.5556 | 0.9183 | 0.31466 | 0.28896 | 1010.0608 | -56.6233
1764 | 886307 | 2022-01-21 09:00 | 4 | 9:00 | 1900-01-03 09:00 | 2 | 1.3562e-05 | 0.15069 | 153.4375 | 0.016618 | TRUE | 500 | 5.5556 | 0.83092 | 0.27204 | 0.22604 | 953.4375 | -67.8125
1765 | 886307 | 2022-01-21 09:15 | 4 | 9:15 | 1900-01-03 09:15 | 2 | 1.3562e-05 | 0.15069 | 85.625 | 0.014525 | TRUE | 500 | 5.5556 | 0.72627 | 0.20749 | 0.15069 | 885.625 | 0
1766 | 886307 | 2022-01-21 09:30 | 4 | 9:30 | 1900-01-03 09:30 | 2 | 1.3562e-05 | 0.15069 | 85.625 | 0.014525 | TRUE | 500 | 5.5556 | 0.72627 | 0.20749 | 0.15069 | 885.625 | 0
1767 | 886307 | 2022-01-21 09:45 | 4 | 9:45 | 1900-01-03 09:45 | 2 | 1.3562e-05 | 0.15069 | 85.625 | 0.014525 | TRUE | 500 | 5.5556 | 0.72627 | 0.20749 | 0.15069 | 885.625 | 0
1768 | 886307 | 2022-01-21 10:00 | 4 | 10:00 | 1900-01-03 10:00 | 2 | 1.3562e-05 | 0.15069 | 85.625 | 0.014525 | TRUE | 500 | 5.5556 | 0.72627 | 0.20749 | 0.15069 | 885.625 | 0
1769 | 886307 | 2022-01-21 10:15 | 4 | 10:15 | 1900-01-03 10:15 | 2 | 1.3562e-05 | 0.15069 | 85.625 | 0.014525 | TRUE | 500 | 5.5556 | 0.72627 | 0.20749 | 0.15069 | 885.625 | 0
1770 | 886307 | 2022-01-21 10:30 | 4 | 10:30 | 1900-01-03 10:30 | 2 | 1.3562e-05 | 0.15069 | 85.625 | 0.014525 | TRUE | 500 | 5.5556 | 0.72627 | 0.20749 | 0.15069 | 885.625 | 0
1771 | 886307 | 2022-01-21 10:45 | 4 | 10:45 | 1900-01-03 10:45 | 2 | 1.3562e-05 | 0.15069 | 85.625 | 0.014525 | TRUE | 500 | 5.5556 | 0.72627 | 0.20749 | 0.15069 | 885.625 | 0
1772 | 886307 | 2022-01-21 11:00 | 4 | 11:00 | 1900-01-03 11:00 | 2 | 1.3562e-05 | 0.15069 | 85.625 | 0.014525 | TRUE | 500 | 5.5556 | 0.72627 | 0.20749 | 0.15069 | 885.625 | 0
1773 | 886307 | 2022-01-21 11:15 | 4 | 11:15 | 1900-01-03 11:15 | 2 | 1.3562e-05 | 0.15069 | 85.625 | 0.014525 | TRUE | 500 | 5.5556 | 0.72627 | 0.20749 | 0.15069 | 885.625 | 0
1774 | 886307 | 2022-01-21 11:30 | 4 | 11:30 | 1900-01-03 11:30 | 2 | 1.3562e-05 | 0.15069 | 85.625 | 0.014525 | TRUE | 500 | 5.5556 | 0.72627 | 0.20749 | 0.15069 | 885.625 | 0
1775 | 886307 | 2022-01-21 11:45 | 4 | 11:45 | 1900-01-03 11:45 | 2 | 1.3562e-05 | 0.15069 | 85.625 | 0.014525 | TRUE | 500 | 5.5556 | 0.72627 | 0.20749 | 0.15069 | 885.625 | 0
1776 | 886307 | 2022-01-21 12:00 | 4 | 12:00 | 1900-01-03 12:00 | 0 | 0 | 0 | 85.625 | 0.014525 | TRUE | 500 | 5.5556 | 0.72627 | 0.20749 | 0.15069 | 885.625 | -135.625
1777 | 886307 | 2022-01-21 12:15 | 4 | 12:15 | 1900-01-03 12:15 | 0 | 0 | 0 | -50 | 0.01034 | FALSE | 0 | 0 | 0 | 0 | 0.01034 | 750 | -9.3056
1778 | 886307 | 2022-01-21 12:30 | 4 | 12:30 | 1900-01-03 12:30 | 2 | 1.3562e-05 | 0.15069 | -59.3056 | 0.010052 | FALSE | 0 | 0 | 0 | 0 | 0.010052 | 740.6944 | 126.5779
1779 | 886307 | 2022-01-21 12:45 | 4 | 12:45 | 1900-01-03 12:45 | 2 | 1.3562e-05 | 0.15069 | 67.2724 | 0.013959 | TRUE | 500 | 5.5556 | 0.69795 | 0.18669 | 0.1303 | 867.2724 | 18.3526
1780 | 886307 | 2022-01-21 13:00 | 4 | 13:00 | 1900-01-03 13:00 | 3 | 2.0344e-05 | 0.22604 | 85.625 | 0.014525 | TRUE | 500 | 5.5556 | 0.72627 | 0.20749 | 0.15069 | 885.625 | 67.8125
1781 | 886307 | 2022-01-21 13:15 | 4 | 13:15 | 1900-01-03 13:15 | 3 | 2.0344e-05 | 0.22604 | 153.4375 | 0.016618 | TRUE | 500 | 5.5556 | 0.83092 | 0.27204 | 0.22604 | 953.4375 | 0
1782 | 886307 | 2022-01-21 13:30 | 4 | 13:30 | 1900-01-03 13:30 | 2 | 1.3562e-05 | 0.15069 | 153.4375 | 0.016618 | TRUE | 500 | 5.5556 | 0.83092 | 0.27204 | 0.22604 | 953.4375 | -67.8125
1783 | 886307 | 2022-01-21 13:45 | 4 | 13:45 | 1900-01-03 13:45 | 2 | 1.3562e-05 | 0.15069 | 85.625 | 0.014525 | TRUE | 500 | 5.5556 | 0.72627 | 0.20749 | 0.15069 | 885.625 | 0
1784 | 886307 | 2022-01-21 14:00 | 4 | 14:00 | 1900-01-03 14:00 | 2 | 1.3562e-05 | 0.15069 | 85.625 | 0.014525 | TRUE | 500 | 5.5556 | 0.72627 | 0.20749 | 0.15069 | 885.625 | 0
1785 | 886307 | 2022-01-21 14:15 | 4 | 14:15 | 1900-01-03 14:15 | 2 | 1.3562e-05 | 0.15069 | 85.625 | 0.014525 | TRUE | 500 | 5.5556 | 0.72627 | 0.20749 | 0.15069 | 885.625 | 0
1786 | 886307 | 2022-01-21 14:30 | 4 | 14:30 | 1900-01-03 14:30 | 2 | 1.3562e-05 | 0.15069 | 85.625 | 0.014525 | TRUE | 500 | 5.5556 | 0.72627 | 0.20749 | 0.15069 | 885.625 | 0
1787 | 886307 | 2022-01-21 14:45 | 4 | 14:45 | 1900-01-03 14:45 | 2 | 1.3562e-05 | 0.15069 | 85.625 | 0.014525 | TRUE | 500 | 5.5556 | 0.72627 | 0.20749 | 0.15069 | 885.625 | 0
1788 | 886307 | 2022-01-21 15:00 | 4 | 15:00 | 1900-01-03 15:00 | 2 | 1.3562e-05 | 0.15069 | 85.625 | 0.014525 | TRUE | 500 | 5.5556 | 0.72627 | 0.20749 | 0.15069 | 885.625 | 0
1789 | 886307 | 2022-01-21 15:15 | 4 | 15:15 | 1900-01-03 15:15 | 2 | 1.3562e-05 | 0.15069 | 85.625 | 0.014525 | TRUE | 500 | 5.5556 | 0.72627 | 0.20749 | 0.15069 | 885.625 | 0
1790 | 886307 | 2022-01-21 15:30 | 4 | 15:30 | 1900-01-03 15:30 | 2 | 1.3562e-05 | 0.15069 | 85.625 | 0.014525 | TRUE | 500 | 5.5556 | 0.72627 | 0.20749 | 0.15069 | 885.625 | 0
1791 | 886307 | 2022-01-21 15:45 | 4 | 15:45 | 1900-01-03 15:45 | 2 | 1.3562e-05 | 0.15069 | 85.625 | 0.014525 | TRUE | 500 | 5.5556 | 0.72627 | 0.20749 | 0.15069 | 885.625 | 0
1792 | 886307 | 2022-01-21 16:00 | 4 | 16:00 | 1900-01-03 16:00 | 0 | 0 | 0 | 85.625 | 0.014525 | TRUE | 500 | 5.5556 | 0.72627 | 0.20749 | 0.15069 | 885.625 | -135.625
1793 | 886307 | 2022-01-21 16:15 | 4 | 16:15 | 1900-01-03 16:15 | 0 | 0 | 0 | -50 | 0.01034 | FALSE | 0 | 0 | 0 | 0 | 0.01034 | 750 | -9.3056
1794 | 886307 | 2022-01-21 16:30 | 4 | 16:30 | 1900-01-03 16:30 | 0 | 0 | 0 | -59.3056 | 0.010052 | FALSE | 0 | 0 | 0 | 0 | 0.010052 | 740.6944 | -9.0471
1795 | 886307 | 2022-01-21 16:45 | 4 | 16:45 | 1900-01-03 16:45 | 0 | 0 | 0 | -68.3526 | 0.0097731 | FALSE | 0 | 0 | 0 | 0 | 0.0097731 | 731.6474 | -8.7958
1796 | 886307 | 2022-01-21 17:00 | 4 | 17:00 | 1900-01-03 17:00 | 0 | 0 | 0 | -77.1484 | 0.0095016 | FALSE | 0 | 0 | 0 | 0 | 0.0095016 | 722.8516 | -8.5514
1797 | 886307 | 2022-01-21 17:15 | 4 | 17:15 | 1900-01-03 17:15 | 0 | 0 | 0 | -85.6998 | 0.0092377 | FALSE | 0 | 0 | 0 | 0 | 0.0092377 | 714.3002 | -8.3139
1798 | 886307 | 2022-01-21 17:30 | 4 | 17:30 | 1900-01-03 17:30 | 0 | 0 | 0 | -94.0137 | 0.0089811 | FALSE | 0 | 0 | 0 | 0 | 0.0089811 | 705.9863 | -8.083
1799 | 886307 | 2022-01-21 17:45 | 4 | 17:45 | 1900-01-03 17:45 | 0 | 0 | 0 | -102.0967 | 0.0087316 | FALSE | 0 | 0 | 0 | 0 | 0.0087316 | 697.9033 | -7.8584
1800 | 886307 | 2022-01-21 18:00 | 4 | 18:00 | 1900-01-03 18:00 | 0 | 0 | 0 | -109.9551 | 0.008489 | FALSE | 0 | 0 | 0 | 0 | 0.008489 | 690.0449 | -7.6401
1801 | 886307 | 2022-01-21 18:15 | 4 | 18:15 | 1900-01-03 18:15 | 0 | 0 | 0 | -117.5952 | 0.0082532 | FALSE | 0 | 0 | 0 | 0 | 0.0082532 | 682.4048 | -7.4279
1802 | 886307 | 2022-01-21 18:30 | 4 | 18:30 | 1900-01-03 18:30 | 0 | 0 | 0 | -125.0231 | 0.008024 | FALSE | 0 | 0 | 0 | 0 | 0.008024 | 674.9769 | -7.2216
1803 | 886307 | 2022-01-21 18:45 | 4 | 18:45 | 1900-01-03 18:45 | 0 | 0 | 0 | -132.2447 | 0.0078011 | FALSE | 0 | 0 | 0 | 0 | 0.0078011 | 667.7553 | -7.021
1804 | 886307 | 2022-01-21 19:00 | 4 | 19:00 | 1900-01-03 19:00 | 0 | 0 | 0 | -139.2657 | 0.0075844 | FALSE | 0 | 0 | 0 | 0 | 0.0075844 | 660.7343 | -6.826
1805 | 886307 | 2022-01-21 19:15 | 4 | 19:15 | 1900-01-03 19:15 | 0 | 0 | 0 | -146.0916 | 0.0073737 | FALSE | 0 | 0 | 0 | 0 | 0.0073737 | 653.9084 | -6.6363
1806 | 886307 | 2022-01-21 19:30 | 4 | 19:30 | 1900-01-03 19:30 | 0 | 0 | 0 | -152.728 | 0.0071689 | FALSE | 0 | 0 | 0 | 0 | 0.0071689 | 647.272 | -6.452
1807 | 886307 | 2022-01-21 19:45 | 4 | 19:45 | 1900-01-03 19:45 | 0 | 0 | 0 | -159.18 | 0.0069698 | FALSE | 0 | 0 | 0 | 0 | 0.0069698 | 640.82 | -6.2728
1808 | 886307 | 2022-01-21 20:00 | 4 | 20:00 | 1900-01-03 20:00 | 0 | 0 | 0 | -165.4528 | 0.0067761 | FALSE | 0 | 0 | 0 | 0 | 0.0067761 | 634.5472 | -6.0985
1809 | 886307 | 2022-01-21 20:15 | 4 | 20:15 | 1900-01-03 20:15 | 0 | 0 | 0 | -171.5513 | 0.0065879 | FALSE | 0 | 0 | 0 | 0 | 0.0065879 | 628.4487 | -5.9291
1810 | 886307 | 2022-01-21 20:30 | 4 | 20:30 | 1900-01-03 20:30 | 0 | 0 | 0 | -177.4804 | 0.0064049 | FALSE | 0 | 0 | 0 | 0 | 0.0064049 | 622.5196 | -5.7644
1811 | 886307 | 2022-01-21 20:45 | 4 | 20:45 | 1900-01-03 20:45 | 0 | 0 | 0 | -183.2449 | 0.006227 | FALSE | 0 | 0 | 0 | 0 | 0.006227 | 616.7551 | -5.6043
1812 | 886307 | 2022-01-21 21:00 | 4 | 21:00 | 1900-01-03 21:00 | 0 | 0 | 0 | -188.8492 | 0.006054 | FALSE | 0 | 0 | 0 | 0 | 0.006054 | 611.1508 | -5.4486
1813 | 886307 | 2022-01-21 21:15 | 4 | 21:15 | 1900-01-03 21:15 | 0 | 0 | 0 | -194.2978 | 0.0058859 | FALSE | 0 | 0 | 0 | 0 | 0.0058859 | 605.7022 | -5.2973
1814 | 886307 | 2022-01-21 21:30 | 4 | 21:30 | 1900-01-03 21:30 | 0 | 0 | 0 | -199.5951 | 0.0057224 | FALSE | 0 | 0 | 0 | 0 | 0.0057224 | 600.4049 | -5.1501
1815 | 886307 | 2022-01-21 21:45 | 4 | 21:45 | 1900-01-03 21:45 | 0 | 0 | 0 | -204.7452 | 0.0055634 | FALSE | 0 | 0 | 0 | 0 | 0.0055634 | 595.2548 | -5.0071
1816 | 886307 | 2022-01-21 22:00 | 4 | 22:00 | 1900-01-03 22:00 | 0 | 0 | 0 | -209.7523 | 0.0054089 | FALSE | 0 | 0 | 0 | 0 | 0.0054089 | 590.2477 | -4.868
1817 | 886307 | 2022-01-21 22:15 | 4 | 22:15 | 1900-01-03 22:15 | 0 | 0 | 0 | -214.6203 | 0.0052586 | FALSE | 0 | 0 | 0 | 0 | 0.0052586 | 585.3797 | -4.7328
1818 | 886307 | 2022-01-21 22:30 | 4 | 22:30 | 1900-01-03 22:30 | 0 | 0 | 0 | -219.3531 | 0.0051126 | FALSE | 0 | 0 | 0 | 0 | 0.0051126 | 580.6469 | -4.6013
1819 | 886307 | 2022-01-21 22:45 | 4 | 22:45 | 1900-01-03 22:45 | 0 | 0 | 0 | -223.9544 | 0.0049705 | FALSE | 0 | 0 | 0 | 0 | 0.0049705 | 576.0456 | -4.4735
1820 | 886307 | 2022-01-21 23:00 | 4 | 23:00 | 1900-01-03 23:00 | 0 | 0 | 0 | -228.4279 | 0.0048325 | FALSE | 0 | 0 | 0 | 0 | 0.0048325 | 571.5721 | -4.3492
1821 | 886307 | 2022-01-21 23:15 | 4 | 23:15 | 1900-01-03 23:15 | 0 | 0 | 0 | -232.7771 | 0.0046982 | FALSE | 0 | 0 | 0 | 0 | 0.0046982 | 567.2229 | -4.2284
1822 | 886307 | 2022-01-21 23:30 | 4 | 23:30 | 1900-01-03 23:30 | 0 | 0 | 0 | -237.0055 | 0.0045677 | FALSE | 0 | 0 | 0 | 0 | 0.0045677 | 562.9945 | -4.111
1823 | 886307 | 2022-01-21 23:45 | 4 | 23:45 | 1900-01-03 23:45 | 0 | 0 | 0 | -241.1165 | 0.0044409 | FALSE | 0 | 0 | 0 | 0 | 0.0044409 | 558.8835 | -3.9968
1824 | 886307 | 2022-01-22 | 5 | 0:00 | 1900-01-04 | 1 | 6.7812e-06 | 0.075347 | -245.1132 | 0.0043175 | FALSE | 0 | 0 | 0 | 0 | 0.0043175 | 554.8868 | 63.9268
1825 | 886307 | 2022-01-22 00:15 | 5 | 0:15 | 1900-01-04 00:15 | 1 | 6.7812e-06 | 0.075347 | -181.1865 | 0.0062905 | FALSE | 0 | 0 | 0 | 0 | 0.0062905 | 618.8135 | 62.151
1826 | 886307 | 2022-01-22 00:30 | 5 | 0:30 | 1900-01-04 00:30 | 1 | 6.7812e-06 | 0.075347 | -119.0355 | 0.0082088 | FALSE | 0 | 0 | 0 | 0 | 0.0082088 | 680.9645 | 60.4246
1827 | 886307 | 2022-01-22 00:45 | 5 | 0:45 | 1900-01-04 00:45 | 1 | 6.7812e-06 | 0.075347 | -58.6109 | 0.010074 | FALSE | 0 | 0 | 0 | 0 | 0.010074 | 741.3891 | 58.7461
1828 | 886307 | 2022-01-22 01:00 | 5 | 1:00 | 1900-01-04 01:00 | 1 | 6.7812e-06 | 0.075347 | 0.13528 | 0.011887 | FALSE | 0 | 0 | 0 | 0 | 0.011887 | 800.1353 | 57.1143
1829 | 886307 | 2022-01-22 01:15 | 5 | 1:15 | 1900-01-04 01:15 | 1 | 6.7812e-06 | 0.075347 | 57.2496 | 0.01365 | TRUE | 500 | 5.5556 | 0.68248 | 0.17461 | 0.11917 | 857.2496 | -39.4371
1830 | 886307 | 2022-01-22 01:30 | 5 | 1:30 | 1900-01-04 01:30 | 1 | 6.7812e-06 | 0.075347 | 17.8125 | 0.012432 | FALSE | 0 | 0 | 0 | 0 | 0.012432 | 817.8125 | 56.6233
1831 | 886307 | 2022-01-22 01:45 | 5 | 1:45 | 1900-01-04 01:45 | 1 | 6.7812e-06 | 0.075347 | 74.4358 | 0.01418 | TRUE | 500 | 5.5556 | 0.70901 | 0.19501 | 0.13826 | 874.4358 | -56.6233
1832 | 886307 | 2022-01-22 02:00 | 5 | 2:00 | 1900-01-04 02:00 | 1 | 6.7812e-06 | 0.075347 | 17.8125 | 0.012432 | FALSE | 0 | 0 | 0 | 0 | 0.012432 | 817.8125 | 56.6233
1833 | 886307 | 2022-01-22 02:15 | 5 | 2:15 | 1900-01-04 02:15 | 1 | 6.7812e-06 | 0.075347 | 74.4358 | 0.01418 | TRUE | 500 | 5.5556 | 0.70901 | 0.19501 | 0.13826 | 874.4358 | -56.6233
1834 | 886307 | 2022-01-22 02:30 | 5 | 2:30 | 1900-01-04 02:30 | 1 | 6.7812e-06 | 0.075347 | 17.8125 | 0.012432 | FALSE | 0 | 0 | 0 | 0 | 0.012432 | 817.8125 | 56.6233
1835 | 886307 | 2022-01-22 02:45 | 5 | 2:45 | 1900-01-04 02:45 | 1 | 6.7812e-06 | 0.075347 | 74.4358 | 0.01418 | TRUE | 500 | 5.5556 | 0.70901 | 0.19501 | 0.13826 | 874.4358 | -56.6233
1836 | 886307 | 2022-01-22 03:00 | 5 | 3:00 | 1900-01-04 03:00 | 1 | 6.7812e-06 | 0.075347 | 17.8125 | 0.012432 | FALSE | 0 | 0 | 0 | 0 | 0.012432 | 817.8125 | 56.6233
1837 | 886307 | 2022-01-22 03:15 | 5 | 3:15 | 1900-01-04 03:15 | 1 | 6.7812e-06 | 0.075347 | 74.4358 | 0.01418 | TRUE | 500 | 5.5556 | 0.70901 | 0.19501 | 0.13826 | 874.4358 | -56.6233
1838 | 886307 | 2022-01-22 03:30 | 5 | 3:30 | 1900-01-04 03:30 | 1 | 6.7812e-06 | 0.075347 | 17.8125 | 0.012432 | FALSE | 0 | 0 | 0 | 0 | 0.012432 | 817.8125 | 56.6233
1839 | 886307 | 2022-01-22 03:45 | 5 | 3:45 | 1900-01-04 03:45 | 1 | 6.7812e-06 | 0.075347 | 74.4358 | 0.01418 | TRUE | 500 | 5.5556 | 0.70901 | 0.19501 | 0.13826 | 874.4358 | -56.6233
1840 | 886307 | 2022-01-22 04:00 | 5 | 4:00 | 1900-01-04 04:00 | 1 | 6.7812e-06 | 0.075347 | 17.8125 | 0.012432 | FALSE | 0 | 0 | 0 | 0 | 0.012432 | 817.8125 | 56.6233
1841 | 886307 | 2022-01-22 04:15 | 5 | 4:15 | 1900-01-04 04:15 | 1 | 6.7812e-06 | 0.075347 | 74.4358 | 0.01418 | TRUE | 500 | 5.5556 | 0.70901 | 0.19501 | 0.13826 | 874.4358 | -56.6233
1842 | 886307 | 2022-01-22 04:30 | 5 | 4:30 | 1900-01-04 04:30 | 1 | 6.7812e-06 | 0.075347 | 17.8125 | 0.012432 | FALSE | 0 | 0 | 0 | 0 | 0.012432 | 817.8125 | 56.6233
1843 | 886307 | 2022-01-22 04:45 | 5 | 4:45 | 1900-01-04 04:45 | 1 | 6.7812e-06 | 0.075347 | 74.4358 | 0.01418 | TRUE | 500 | 5.5556 | 0.70901 | 0.19501 | 0.13826 | 874.4358 | -56.6233
1844 | 886307 | 2022-01-22 05:00 | 5 | 5:00 | 1900-01-04 05:00 | 1 | 6.7812e-06 | 0.075347 | 17.8125 | 0.012432 | FALSE | 0 | 0 | 0 | 0 | 0.012432 | 817.8125 | 56.6233
1845 | 886307 | 2022-01-22 05:15 | 5 | 5:15 | 1900-01-04 05:15 | 1 | 6.7812e-06 | 0.075347 | 74.4358 | 0.01418 | TRUE | 500 | 5.5556 | 0.70901 | 0.19501 | 0.13826 | 874.4358 | -56.6233
1846 | 886307 | 2022-01-22 05:30 | 5 | 5:30 | 1900-01-04 05:30 | 1 | 6.7812e-06 | 0.075347 | 17.8125 | 0.012432 | FALSE | 0 | 0 | 0 | 0 | 0.012432 | 817.8125 | 56.6233
1847 | 886307 | 2022-01-22 05:45 | 5 | 5:45 | 1900-01-04 05:45 | 1 | 6.7812e-06 | 0.075347 | 74.4358 | 0.01418 | TRUE | 500 | 5.5556 | 0.70901 | 0.19501 | 0.13826 | 874.4358 | -56.6233
1848 | 886307 | 2022-01-22 06:00 | 5 | 6:00 | 1900-01-04 06:00 | 1 | 6.7812e-06 | 0.075347 | 17.8125 | 0.012432 | FALSE | 0 | 0 | 0 | 0 | 0.012432 | 817.8125 | 56.6233
1849 | 886307 | 2022-01-22 06:15 | 5 | 6:15 | 1900-01-04 06:15 | 1 | 6.7812e-06 | 0.075347 | 74.4358 | 0.01418 | TRUE | 500 | 5.5556 | 0.70901 | 0.19501 | 0.13826 | 874.4358 | -56.6233
1850 | 886307 | 2022-01-22 06:30 | 5 | 6:30 | 1900-01-04 06:30 | 1 | 6.7812e-06 | 0.075347 | 17.8125 | 0.012432 | FALSE | 0 | 0 | 0 | 0 | 0.012432 | 817.8125 | 56.6233
1851 | 886307 | 2022-01-22 06:45 | 5 | 6:45 | 1900-01-04 06:45 | 1 | 6.7812e-06 | 0.075347 | 74.4358 | 0.01418 | TRUE | 500 | 5.5556 | 0.70901 | 0.19501 | 0.13826 | 874.4358 | -56.6233
1852 | 886307 | 2022-01-22 07:00 | 5 | 7:00 | 1900-01-04 07:00 | 1 | 6.7812e-06 | 0.075347 | 17.8125 | 0.012432 | FALSE | 0 | 0 | 0 | 0 | 0.012432 | 817.8125 | 56.6233
1853 | 886307 | 2022-01-22 07:15 | 5 | 7:15 | 1900-01-04 07:15 | 1 | 6.7812e-06 | 0.075347 | 74.4358 | 0.01418 | TRUE | 500 | 5.5556 | 0.70901 | 0.19501 | 0.13826 | 874.4358 | -56.6233
1854 | 886307 | 2022-01-22 07:30 | 5 | 7:30 | 1900-01-04 07:30 | 1 | 6.7812e-06 | 0.075347 | 17.8125 | 0.012432 | FALSE | 0 | 0 | 0 | 0 | 0.012432 | 817.8125 | 56.6233
1855 | 886307 | 2022-01-22 07:45 | 5 | 7:45 | 1900-01-04 07:45 | 1 | 6.7812e-06 | 0.075347 | 74.4358 | 0.01418 | TRUE | 500 | 5.5556 | 0.70901 | 0.19501 | 0.13826 | 874.4358 | -56.6233
1856 | 886307 | 2022-01-22 08:00 | 5 | 8:00 | 1900-01-04 08:00 | 1 | 6.7812e-06 | 0.075347 | 17.8125 | 0.012432 | FALSE | 0 | 0 | 0 | 0 | 0.012432 | 817.8125 | 56.6233
1857 | 886307 | 2022-01-22 08:15 | 5 | 8:15 | 1900-01-04 08:15 | 1 | 6.7812e-06 | 0.075347 | 74.4358 | 0.01418 | TRUE | 500 | 5.5556 | 0.70901 | 0.19501 | 0.13826 | 874.4358 | -56.6233
1858 | 886307 | 2022-01-22 08:30 | 5 | 8:30 | 1900-01-04 08:30 | 3 | 2.0344e-05 | 0.22604 | 17.8125 | 0.012432 | FALSE | 0 | 0 | 0 | 0 | 0.012432 | 817.8125 | 192.2483
1859 | 886307 | 2022-01-22 08:45 | 5 | 8:45 | 1900-01-04 08:45 | 3 | 2.0344e-05 | 0.22604 | 210.0608 | 0.018366 | TRUE | 500 | 5.5556 | 0.9183 | 0.31466 | 0.28896 | 1010.0608 | -56.6233
1860 | 886307 | 2022-01-22 09:00 | 5 | 9:00 | 1900-01-04 09:00 | 2 | 1.3562e-05 | 0.15069 | 153.4375 | 0.016618 | TRUE | 500 | 5.5556 | 0.83092 | 0.27204 | 0.22604 | 953.4375 | -67.8125
1861 | 886307 | 2022-01-22 09:15 | 5 | 9:15 | 1900-01-04 09:15 | 2 | 1.3562e-05 | 0.15069 | 85.625 | 0.014525 | TRUE | 500 | 5.5556 | 0.72627 | 0.20749 | 0.15069 | 885.625 | 0
1862 | 886307 | 2022-01-22 09:30 | 5 | 9:30 | 1900-01-04 09:30 | 2 | 1.3562e-05 | 0.15069 | 85.625 | 0.014525 | TRUE | 500 | 5.5556 | 0.72627 | 0.20749 | 0.15069 | 885.625 | 0
1863 | 886307 | 2022-01-22 09:45 | 5 | 9:45 | 1900-01-04 09:45 | 2 | 1.3562e-05 | 0.15069 | 85.625 | 0.014525 | TRUE | 500 | 5.5556 | 0.72627 | 0.20749 | 0.15069 | 885.625 | 0
1864 | 886307 | 2022-01-22 10:00 | 5 | 10:00 | 1900-01-04 10:00 | 2 | 1.3562e-05 | 0.15069 | 85.625 | 0.014525 | TRUE | 500 | 5.5556 | 0.72627 | 0.20749 | 0.15069 | 885.625 | 0
1865 | 886307 | 2022-01-22 10:15 | 5 | 10:15 | 1900-01-04 10:15 | 2 | 1.3562e-05 | 0.15069 | 85.625 | 0.014525 | TRUE | 500 | 5.5556 | 0.72627 | 0.20749 | 0.15069 | 885.625 | 0
1866 | 886307 | 2022-01-22 10:30 | 5 | 10:30 | 1900-01-04 10:30 | 2 | 1.3562e-05 | 0.15069 | 85.625 | 0.014525 | TRUE | 500 | 5.5556 | 0.72627 | 0.20749 | 0.15069 | 885.625 | 0
1867 | 886307 | 2022-01-22 10:45 | 5 | 10:45 | 1900-01-04 10:45 | 2 | 1.3562e-05 | 0.15069 | 85.625 | 0.014525 | TRUE | 500 | 5.5556 | 0.72627 | 0.20749 | 0.15069 | 885.625 | 0
1868 | 886307 | 2022-01-22 11:00 | 5 | 11:00 | 1900-01-04 11:00 | 2 | 1.3562e-05 | 0.15069 | 85.625 | 0.014525 | TRUE | 500 | 5.5556 | 0.72627 | 0.20749 | 0.15069 | 885.625 | 0
1869 | 886307 | 2022-01-22 11:15 | 5 | 11:15 | 1900-01-04 11:15 | 2 | 1.3562e-05 | 0.15069 | 85.625 | 0.014525 | TRUE | 500 | 5.5556 | 0.72627 | 0.20749 | 0.15069 | 885.625 | 0
1870 | 886307 | 2022-01-22 11:30 | 5 | 11:30 | 1900-01-04 11:30 | 2 | 1.3562e-05 | 0.15069 | 85.625 | 0.014525 | TRUE | 500 | 5.5556 | 0.72627 | 0.20749 | 0.15069 | 885.625 | 0
1871 | 886307 | 2022-01-22 11:45 | 5 | 11:45 | 1900-01-04 11:45 | 2 | 1.3562e-05 | 0.15069 | 85.625 | 0.014525 | TRUE | 500 | 5.5556 | 0.72627 | 0.20749 | 0.15069 | 885.625 | 0
1872 | 886307 | 2022-01-22 12:00 | 5 | 12:00 | 1900-01-04 12:00 | 0 | 0 | 0 | 85.625 | 0.014525 | TRUE | 500 | 5.5556 | 0.72627 | 0.20749 | 0.15069 | 885.625 | -135.625
1873 | 886307 | 2022-01-22 12:15 | 5 | 12:15 | 1900-01-04 12:15 | 0 | 0 | 0 | -50 | 0.01034 | FALSE | 0 | 0 | 0 | 0 | 0.01034 | 750 | -9.3056
1874 | 886307 | 2022-01-22 12:30 | 5 | 12:30 | 1900-01-04 12:30 | 2 | 1.3562e-05 | 0.15069 | -59.3056 | 0.010052 | FALSE | 0 | 0 | 0 | 0 | 0.010052 | 740.6944 | 126.5779
1875 | 886307 | 2022-01-22 12:45 | 5 | 12:45 | 1900-01-04 12:45 | 2 | 1.3562e-05 | 0.15069 | 67.2724 | 0.013959 | TRUE | 500 | 5.5556 | 0.69795 | 0.18669 | 0.1303 | 867.2724 | 18.3526
1876 | 886307 | 2022-01-22 13:00 | 5 | 13:00 | 1900-01-04 13:00 | 1 | 6.7812e-06 | 0.075347 | 85.625 | 0.014525 | TRUE | 500 | 5.5556 | 0.72627 | 0.20749 | 0.15069 | 885.625 | -67.8125
1877 | 886307 | 2022-01-22 13:15 | 5 | 13:15 | 1900-01-04 13:15 | 1 | 6.7812e-06 | 0.075347 | 17.8125 | 0.012432 | FALSE | 0 | 0 | 0 | 0 | 0.012432 | 817.8125 | 56.6233
1878 | 886307 | 2022-01-22 13:30 | 5 | 13:30 | 1900-01-04 13:30 | 0 | 0 | 0 | 74.4358 | 0.01418 | TRUE | 500 | 5.5556 | 0.70901 | 0.19501 | 0.13826 | 874.4358 | -124.4358
1879 | 886307 | 2022-01-22 13:45 | 5 | 13:45 | 1900-01-04 13:45 | 0 | 0 | 0 | -50 | 0.01034 | FALSE | 0 | 0 | 0 | 0 | 0.01034 | 750 | -9.3056
1880 | 886307 | 2022-01-22 14:00 | 5 | 14:00 | 1900-01-04 14:00 | 0 | 0 | 0 | -59.3056 | 0.010052 | FALSE | 0 | 0 | 0 | 0 | 0.010052 | 740.6944 | -9.0471
1881 | 886307 | 2022-01-22 14:15 | 5 | 14:15 | 1900-01-04 14:15 | 0 | 0 | 0 | -68.3526 | 0.0097731 | FALSE | 0 | 0 | 0 | 0 | 0.0097731 | 731.6474 | -8.7958
1882 | 886307 | 2022-01-22 14:30 | 5 | 14:30 | 1900-01-04 14:30 | 0 | 0 | 0 | -77.1484 | 0.0095016 | FALSE | 0 | 0 | 0 | 0 | 0.0095016 | 722.8516 | -8.5514
1883 | 886307 | 2022-01-22 14:45 | 5 | 14:45 | 1900-01-04 14:45 | 0 | 0 | 0 | -85.6998 | 0.0092377 | FALSE | 0 | 0 | 0 | 0 | 0.0092377 | 714.3002 | -8.3139
1884 | 886307 | 2022-01-22 15:00 | 5 | 15:00 | 1900-01-04 15:00 | 0 | 0 | 0 | -94.0137 | 0.0089811 | FALSE | 0 | 0 | 0 | 0 | 0.0089811 | 705.9863 | -8.083
1885 | 886307 | 2022-01-22 15:15 | 5 | 15:15 | 1900-01-04 15:15 | 0 | 0 | 0 | -102.0967 | 0.0087316 | FALSE | 0 | 0 | 0 | 0 | 0.0087316 | 697.9033 | -7.8584
1886 | 886307 | 2022-01-22 15:30 | 5 | 15:30 | 1900-01-04 15:30 | 0 | 0 | 0 | -109.9551 | 0.008489 | FALSE | 0 | 0 | 0 | 0 | 0.008489 | 690.0449 | -7.6401
1887 | 886307 | 2022-01-22 15:45 | 5 | 15:45 | 1900-01-04 15:45 | 0 | 0 | 0 | -117.5952 | 0.0082532 | FALSE | 0 | 0 | 0 | 0 | 0.0082532 | 682.4048 | -7.4279
1888 | 886307 | 2022-01-22 16:00 | 5 | 16:00 | 1900-01-04 16:00 | 0 | 0 | 0 | -125.0231 | 0.008024 | FALSE | 0 | 0 | 0 | 0 | 0.008024 | 674.9769 | -7.2216
1889 | 886307 | 2022-01-22 16:15 | 5 | 16:15 | 1900-01-04 16:15 | 0 | 0 | 0 | -132.2447 | 0.0078011 | FALSE | 0 | 0 | 0 | 0 | 0.0078011 | 667.7553 | -7.021
1890 | 886307 | 2022-01-22 16:30 | 5 | 16:30 | 1900-01-04 16:30 | 0 | 0 | 0 | -139.2657 | 0.0075844 | FALSE | 0 | 0 | 0 | 0 | 0.0075844 | 660.7343 | -6.826
1891 | 886307 | 2022-01-22 16:45 | 5 | 16:45 | 1900-01-04 16:45 | 0 | 0 | 0 | -146.0916 | 0.0073737 | FALSE | 0 | 0 | 0 | 0 | 0.0073737 | 653.9084 | -6.6363
1892 | 886307 | 2022-01-22 17:00 | 5 | 17:00 | 1900-01-04 17:00 | 0 | 0 | 0 | -152.728 | 0.0071689 | FALSE | 0 | 0 | 0 | 0 | 0.0071689 | 647.272 | -6.452
1893 | 886307 | 2022-01-22 17:15 | 5 | 17:15 | 1900-01-04 17:15 | 0 | 0 | 0 | -159.18 | 0.0069698 | FALSE | 0 | 0 | 0 | 0 | 0.0069698 | 640.82 | -6.2728
1894 | 886307 | 2022-01-22 17:30 | 5 | 17:30 | 1900-01-04 17:30 | 0 | 0 | 0 | -165.4528 | 0.0067761 | FALSE | 0 | 0 | 0 | 0 | 0.0067761 | 634.5472 | -6.0985
1895 | 886307 | 2022-01-22 17:45 | 5 | 17:45 | 1900-01-04 17:45 | 0 | 0 | 0 | -171.5513 | 0.0065879 | FALSE | 0 | 0 | 0 | 0 | 0.0065879 | 628.4487 | -5.9291
1896 | 886307 | 2022-01-22 18:00 | 5 | 18:00 | 1900-01-04 18:00 | 0 | 0 | 0 | -177.4804 | 0.0064049 | FALSE | 0 | 0 | 0 | 0 | 0.0064049 | 622.5196 | -5.7644
1897 | 886307 | 2022-01-22 18:15 | 5 | 18:15 | 1900-01-04 18:15 | 0 | 0 | 0 | -183.2449 | 0.006227 | FALSE | 0 | 0 | 0 | 0 | 0.006227 | 616.7551 | -5.6043
1898 | 886307 | 2022-01-22 18:30 | 5 | 18:30 | 1900-01-04 18:30 | 0 | 0 | 0 | -188.8492 | 0.006054 | FALSE | 0 | 0 | 0 | 0 | 0.006054 | 611.1508 | -5.4486
1899 | 886307 | 2022-01-22 18:45 | 5 | 18:45 | 1900-01-04 18:45 | 0 | 0 | 0 | -194.2978 | 0.0058859 | FALSE | 0 | 0 | 0 | 0 | 0.0058859 | 605.7022 | -5.2973
1900 | 886307 | 2022-01-22 19:00 | 5 | 19:00 | 1900-01-04 19:00 | 0 | 0 | 0 | -199.5951 | 0.0057224 | FALSE | 0 | 0 | 0 | 0 | 0.0057224 | 600.4049 | -5.1501
1901 | 886307 | 2022-01-22 19:15 | 5 | 19:15 | 1900-01-04 19:15 | 0 | 0 | 0 | -204.7452 | 0.0055634 | FALSE | 0 | 0 | 0 | 0 | 0.0055634 | 595.2548 | -5.0071
1902 | 886307 | 2022-01-22 19:30 | 5 | 19:30 | 1900-01-04 19:30 | 0 | 0 | 0 | -209.7523 | 0.0054089 | FALSE | 0 | 0 | 0 | 0 | 0.0054089 | 590.2477 | -4.868
1903 | 886307 | 2022-01-22 19:45 | 5 | 19:45 | 1900-01-04 19:45 | 0 | 0 | 0 | -214.6203 | 0.0052586 | FALSE | 0 | 0 | 0 | 0 | 0.0052586 | 585.3797 | -4.7328
1904 | 886307 | 2022-01-22 20:00 | 5 | 20:00 | 1900-01-04 20:00 | 0 | 0 | 0 | -219.3531 | 0.0051126 | FALSE | 0 | 0 | 0 | 0 | 0.0051126 | 580.6469 | -4.6013
1905 | 886307 | 2022-01-22 20:15 | 5 | 20:15 | 1900-01-04 20:15 | 0 | 0 | 0 | -223.9544 | 0.0049705 | FALSE | 0 | 0 | 0 | 0 | 0.0049705 | 576.0456 | -4.4735
1906 | 886307 | 2022-01-22 20:30 | 5 | 20:30 | 1900-01-04 20:30 | 0 | 0 | 0 | -228.4279 | 0.0048325 | FALSE | 0 | 0 | 0 | 0 | 0.0048325 | 571.5721 | -4.3492
1907 | 886307 | 2022-01-22 20:45 | 5 | 20:45 | 1900-01-04 20:45 | 0 | 0 | 0 | -232.7771 | 0.0046982 | FALSE | 0 | 0 | 0 | 0 | 0.0046982 | 567.2229 | -4.2284
1908 | 886307 | 2022-01-22 21:00 | 5 | 21:00 | 1900-01-04 21:00 | 0 | 0 | 0 | -237.0055 | 0.0045677 | FALSE | 0 | 0 | 0 | 0 | 0.0045677 | 562.9945 | -4.111
1909 | 886307 | 2022-01-22 21:15 | 5 | 21:15 | 1900-01-04 21:15 | 0 | 0 | 0 | -241.1165 | 0.0044409 | FALSE | 0 | 0 | 0 | 0 | 0.0044409 | 558.8835 | -3.9968
1910 | 886307 | 2022-01-22 21:30 | 5 | 21:30 | 1900-01-04 21:30 | 0 | 0 | 0 | -245.1132 | 0.0043175 | FALSE | 0 | 0 | 0 | 0 | 0.0043175 | 554.8868 | -3.8857
1911 | 886307 | 2022-01-22 21:45 | 5 | 21:45 | 1900-01-04 21:45 | 0 | 0 | 0 | -248.999 | 0.0041976 | FALSE | 0 | 0 | 0 | 0 | 0.0041976 | 551.001 | -3.7778
1912 | 886307 | 2022-01-22 22:00 | 5 | 22:00 | 1900-01-04 22:00 | 0 | 0 | 0 | -252.7768 | 0.004081 | FALSE | 0 | 0 | 0 | 0 | 0.004081 | 547.2232 | -3.6729
1913 | 886307 | 2022-01-22 22:15 | 5 | 22:15 | 1900-01-04 22:15 | 0 | 0 | 0 | -256.4496 | 0.0039676 | FALSE | 0 | 0 | 0 | 0 | 0.0039676 | 543.5504 | -3.5708
1914 | 886307 | 2022-01-22 22:30 | 5 | 22:30 | 1900-01-04 22:30 | 0 | 0 | 0 | -260.0205 | 0.0038574 | FALSE | 0 | 0 | 0 | 0 | 0.0038574 | 539.9795 | -3.4717
1915 | 886307 | 2022-01-22 22:45 | 5 | 22:45 | 1900-01-04 22:45 | 0 | 0 | 0 | -263.4921 | 0.0037502 | FALSE | 0 | 0 | 0 | 0 | 0.0037502 | 536.5079 | -3.3752
1916 | 886307 | 2022-01-22 23:00 | 5 | 23:00 | 1900-01-04 23:00 | 0 | 0 | 0 | -266.8674 | 0.0036461 | FALSE | 0 | 0 | 0 | 0 | 0.0036461 | 533.1326 | -3.2815
1917 | 886307 | 2022-01-22 23:15 | 5 | 23:15 | 1900-01-04 23:15 | 0 | 0 | 0 | -270.1488 | 0.0035448 | FALSE | 0 | 0 | 0 | 0 | 0.0035448 | 529.8512 | -3.1903
1918 | 886307 | 2022-01-22 23:30 | 5 | 23:30 | 1900-01-04 23:30 | 0 | 0 | 0 | -273.3391 | 0.0034463 | FALSE | 0 | 0 | 0 | 0 | 0.0034463 | 526.6609 | -3.1017
1919 | 886307 | 2022-01-22 23:45 | 5 | 23:45 | 1900-01-04 23:45 | 0 | 0 | 0 | -276.4408 | 0.0033506 | FALSE | 0 | 0 | 0 | 0 | 0.0033506 | 523.5592 | -3.0155
1920 | 886307 | 2022-01-23 | 6 | 0:00 | 1900-01-05 | 0 | 0 | 0 | -279.4564 | 0.0032575 | FALSE | 0 | 0 | 0 | 0 | 0.0032575 | 520.5436 | -2.9318
1921 | 886307 | 2022-01-23 00:15 | 6 | 0:15 | 1900-01-05 00:15 | 0 | 0 | 0 | -282.3881 | 0.003167 | FALSE | 0 | 0 | 0 | 0 | 0.003167 | 517.6119 | -2.8503
1922 | 886307 | 2022-01-23 00:30 | 6 | 0:30 | 1900-01-05 00:30 | 0 | 0 | 0 | -285.2385 | 0.0030791 | FALSE | 0 | 0 | 0 | 0 | 0.0030791 | 514.7615 | -2.7712
1923 | 886307 | 2022-01-23 00:45 | 6 | 0:45 | 1900-01-05 00:45 | 0 | 0 | 0 | -288.0096 | 0.0029935 | FALSE | 0 | 0 | 0 | 0 | 0.0029935 | 511.9904 | -2.6942
1924 | 886307 | 2022-01-23 01:00 | 6 | 1:00 | 1900-01-05 01:00 | 0 | 0 | 0 | -290.7038 | 0.0029104 | FALSE | 0 | 0 | 0 | 0 | 0.0029104 | 509.2962 | -2.6193
1925 | 886307 | 2022-01-23 01:15 | 6 | 1:15 | 1900-01-05 01:15 | 0 | 0 | 0 | -293.3231 | 0.0028295 | FALSE | 0 | 0 | 0 | 0 | 0.0028295 | 506.6769 | -2.5466
1926 | 886307 | 2022-01-23 01:30 | 6 | 1:30 | 1900-01-05 01:30 | 0 | 0 | 0 | -295.8697 | 0.0027509 | FALSE | 0 | 0 | 0 | 0 | 0.0027509 | 504.1303 | -2.4758
1927 | 886307 | 2022-01-23 01:45 | 6 | 1:45 | 1900-01-05 01:45 | 0 | 0 | 0 | -298.3455 | 0.0026745 | FALSE | 0 | 0 | 0 | 0 | 0.0026745 | 501.6545 | -2.4071
1928 | 886307 | 2022-01-23 02:00 | 6 | 2:00 | 1900-01-05 02:00 | 0 | 0 | 0 | -300.7526 | 0.0026002 | FALSE | 0 | 0 | 0 | 0 | 0.0026002 | 499.2474 | -2.3402
1929 | 886307 | 2022-01-23 02:15 | 6 | 2:15 | 1900-01-05 02:15 | 0 | 0 | 0 | -303.0928 | 0.002528 | FALSE | 0 | 0 | 0 | 0 | 0.002528 | 496.9072 | -2.2752
1930 | 886307 | 2022-01-23 02:30 | 6 | 2:30 | 1900-01-05 02:30 | 0 | 0 | 0 | -305.368 | 0.0024578 | FALSE | 0 | 0 | 0 | 0 | 0.0024578 | 494.632 | -2.212
1931 | 886307 | 2022-01-23 02:45 | 6 | 2:45 | 1900-01-05 02:45 | 0 | 0 | 0 | -307.58 | 0.0023895 | FALSE | 0 | 0 | 0 | 0 | 0.0023895 | 492.42 | -2.1506
1932 | 886307 | 2022-01-23 03:00 | 6 | 3:00 | 1900-01-05 03:00 | 0 | 0 | 0 | -309.7306 | 0.0023231 | FALSE | 0 | 0 | 0 | 0 | 0.0023231 | 490.2694 | -2.0908
1933 | 886307 | 2022-01-23 03:15 | 6 | 3:15 | 1900-01-05 03:15 | 0 | 0 | 0 | -311.8214 | 0.0022586 | FALSE | 0 | 0 | 0 | 0 | 0.0022586 | 488.1786 | -2.0327
1934 | 886307 | 2022-01-23 03:30 | 6 | 3:30 | 1900-01-05 03:30 | 0 | 0 | 0 | -313.8541 | 0.0021959 | FALSE | 0 | 0 | 0 | 0 | 0.0021959 | 486.1459 | -1.9763
1935 | 886307 | 2022-01-23 03:45 | 6 | 3:45 | 1900-01-05 03:45 | 0 | 0 | 0 | -315.8304 | 0.0021349 | FALSE | 0 | 0 | 0 | 0 | 0.0021349 | 484.1696 | -1.9214
1936 | 886307 | 2022-01-23 04:00 | 6 | 4:00 | 1900-01-05 04:00 | 0 | 0 | 0 | -317.7518 | 0.0020756 | FALSE | 0 | 0 | 0 | 0 | 0.0020756 | 482.2482 | -1.868
1937 | 886307 | 2022-01-23 04:15 | 6 | 4:15 | 1900-01-05 04:15 | 0 | 0 | 0 | -319.6198 | 0.0020179 | FALSE | 0 | 0 | 0 | 0 | 0.0020179 | 480.3802 | -1.8161
1938 | 886307 | 2022-01-23 04:30 | 6 | 4:30 | 1900-01-05 04:30 | 0 | 0 | 0 | -321.4359 | 0.0019619 | FALSE | 0 | 0 | 0 | 0 | 0.0019619 | 478.5641 | -1.7657
1939 | 886307 | 2022-01-23 04:45 | 6 | 4:45 | 1900-01-05 04:45 | 0 | 0 | 0 | -323.2016 | 0.0019074 | FALSE | 0 | 0 | 0 | 0 | 0.0019074 | 476.7984 | -1.7166
1940 | 886307 | 2022-01-23 05:00 | 6 | 5:00 | 1900-01-05 05:00 | 0 | 0 | 0 | -324.9182 | 0.0018544 | FALSE | 0 | 0 | 0 | 0 | 0.0018544 | 475.0818 | -1.6689
1941 | 886307 | 2022-01-23 05:15 | 6 | 5:15 | 1900-01-05 05:15 | 0 | 0 | 0 | -326.5871 | 0.0018029 | FALSE | 0 | 0 | 0 | 0 | 0.0018029 | 473.4129 | -1.6226
1942 | 886307 | 2022-01-23 05:30 | 6 | 5:30 | 1900-01-05 05:30 | 0 | 0 | 0 | -328.2097 | 0.0017528 | FALSE | 0 | 0 | 0 | 0 | 0.0017528 | 471.7903 | -1.5775
1943 | 886307 | 2022-01-23 05:45 | 6 | 5:45 | 1900-01-05 05:45 | 0 | 0 | 0 | -329.7872 | 0.0017041 | FALSE | 0 | 0 | 0 | 0 | 0.0017041 | 470.2128 | -1.5337
1944 | 886307 | 2022-01-23 06:00 | 6 | 6:00 | 1900-01-05 06:00 | 0 | 0 | 0 | -331.3209 | 0.0016568 | FALSE | 0 | 0 | 0 | 0 | 0.0016568 | 468.6791 | -1.4911
1945 | 886307 | 2022-01-23 06:15 | 6 | 6:15 | 1900-01-05 06:15 | 0 | 0 | 0 | -332.812 | 0.0016107 | FALSE | 0 | 0 | 0 | 0 | 0.0016107 | 467.188 | -1.4497
1946 | 886307 | 2022-01-23 06:30 | 6 | 6:30 | 1900-01-05 06:30 | 0 | 0 | 0 | -334.2617 | 0.001566 | FALSE | 0 | 0 | 0 | 0 | 0.001566 | 465.7383 | -1.4094
1947 | 886307 | 2022-01-23 06:45 | 6 | 6:45 | 1900-01-05 06:45 | 0 | 0 | 0 | -335.6711 | 0.0015225 | FALSE | 0 | 0 | 0 | 0 | 0.0015225 | 464.3289 | -1.3702
1948 | 886307 | 2022-01-23 07:00 | 6 | 7:00 | 1900-01-05 07:00 | 0 | 0 | 0 | -337.0413 | 0.0014802 | FALSE | 0 | 0 | 0 | 0 | 0.0014802 | 462.9587 | -1.3322
1949 | 886307 | 2022-01-23 07:15 | 6 | 7:15 | 1900-01-05 07:15 | 0 | 0 | 0 | -338.3735 | 0.0014391 | FALSE | 0 | 0 | 0 | 0 | 0.0014391 | 461.6265 | -1.2952
1950 | 886307 | 2022-01-23 07:30 | 6 | 7:30 | 1900-01-05 07:30 | 0 | 0 | 0 | -339.6687 | 0.0013991 | FALSE | 0 | 0 | 0 | 0 | 0.0013991 | 460.3313 | -1.2592
1951 | 886307 | 2022-01-23 07:45 | 6 | 7:45 | 1900-01-05 07:45 | 0 | 0 | 0 | -340.9279 | 0.0013603 | FALSE | 0 | 0 | 0 | 0 | 0.0013603 | 459.0721 | -1.2242
1952 | 886307 | 2022-01-23 08:00 | 6 | 8:00 | 1900-01-05 08:00 | 0 | 0 | 0 | -342.1521 | 0.0013225 | FALSE | 0 | 0 | 0 | 0 | 0.0013225 | 457.8479 | -1.1902
1953 | 886307 | 2022-01-23 08:15 | 6 | 8:15 | 1900-01-05 08:15 | 0 | 0 | 0 | -343.3423 | 0.0012857 | FALSE | 0 | 0 | 0 | 0 | 0.0012857 | 456.6577 | -1.1572
1954 | 886307 | 2022-01-23 08:30 | 6 | 8:30 | 1900-01-05 08:30 | 0 | 0 | 0 | -344.4995 | 0.00125 | FALSE | 0 | 0 | 0 | 0 | 0.00125 | 455.5005 | -1.125
1955 | 886307 | 2022-01-23 08:45 | 6 | 8:45 | 1900-01-05 08:45 | 0 | 0 | 0 | -345.6245 | 0.0012153 | FALSE | 0 | 0 | 0 | 0 | 0.0012153 | 454.3755 | -1.0938
1956 | 886307 | 2022-01-23 09:00 | 6 | 9:00 | 1900-01-05 09:00 | 0 | 0 | 0 | -346.7183 | 0.0011815 | FALSE | 0 | 0 | 0 | 0 | 0.0011815 | 453.2817 | -1.0634
1957 | 886307 | 2022-01-23 09:15 | 6 | 9:15 | 1900-01-05 09:15 | 0 | 0 | 0 | -347.7816 | 0.0011487 | FALSE | 0 | 0 | 0 | 0 | 0.0011487 | 452.2184 | -1.0338
1958 | 886307 | 2022-01-23 09:30 | 6 | 9:30 | 1900-01-05 09:30 | 0 | 0 | 0 | -348.8155 | 0.0011168 | FALSE | 0 | 0 | 0 | 0 | 0.0011168 | 451.1845 | -1.0051
1959 | 886307 | 2022-01-23 09:45 | 6 | 9:45 | 1900-01-05 09:45 | 0 | 0 | 0 | -349.8206 | 0.0010858 | FALSE | 0 | 0 | 0 | 0 | 0.0010858 | 450.1794 | -0.97721
1960 | 886307 | 2022-01-23 10:00 | 6 | 10:00 | 1900-01-05 10:00 | 0 | 0 | 0 | -350.7978 | 0.0010556 | FALSE | 0 | 0 | 0 | 0 | 0.0010556 | 449.2022 | -0.95006
1961 | 886307 | 2022-01-23 10:15 | 6 | 10:15 | 1900-01-05 10:15 | 0 | 0 | 0 | -351.7479 | 0.0010263 | FALSE | 0 | 0 | 0 | 0 | 0.0010263 | 448.2521 | -0.92367
1962 | 886307 | 2022-01-23 10:30 | 6 | 10:30 | 1900-01-05 10:30 | 0 | 0 | 0 | -352.6715 | 0.00099779 | FALSE | 0 | 0 | 0 | 0 | 0.00099779 | 447.3285 | -0.89801
1963 | 886307 | 2022-01-23 10:45 | 6 | 10:45 | 1900-01-05 10:45 | 0 | 0 | 0 | -353.5696 | 0.00097008 | FALSE | 0 | 0 | 0 | 0 | 0.00097008 | 446.4304 | -0.87307
1964 | 886307 | 2022-01-23 11:00 | 6 | 11:00 | 1900-01-05 11:00 | 0 | 0 | 0 | -354.4426 | 0.00094313 | FALSE | 0 | 0 | 0 | 0 | 0.00094313 | 445.5574 | -0.84882
1965 | 886307 | 2022-01-23 11:15 | 6 | 11:15 | 1900-01-05 11:15 | 0 | 0 | 0 | -355.2914 | 0.00091693 | FALSE | 0 | 0 | 0 | 0 | 0.00091693 | 444.7086 | -0.82524
1966 | 886307 | 2022-01-23 11:30 | 6 | 11:30 | 1900-01-05 11:30 | 0 | 0 | 0 | -356.1167 | 0.00089146 | FALSE | 0 | 0 | 0 | 0 | 0.00089146 | 443.8833 | -0.80231
1967 | 886307 | 2022-01-23 11:45 | 6 | 11:45 | 1900-01-05 11:45 | 0 | 0 | 0 | -356.919 | 0.0008667 | FALSE | 0 | 0 | 0 | 0 | 0.0008667 | 443.081 | -0.78003
1968 | 886307 | 2022-01-23 12:00 | 6 | 12:00 | 1900-01-05 12:00 | 0 | 0 | 0 | -357.699 | 0.00084262 | FALSE | 0 | 0 | 0 | 0 | 0.00084262 | 442.301 | -0.75836
1969 | 886307 | 2022-01-23 12:15 | 6 | 12:15 | 1900-01-05 12:15 | 0 | 0 | 0 | -358.4574 | 0.00081922 | FALSE | 0 | 0 | 0 | 0 | 0.00081922 | 441.5426 | -0.73729
1970 | 886307 | 2022-01-23 12:30 | 6 | 12:30 | 1900-01-05 12:30 | 0 | 0 | 0 | -359.1947 | 0.00079646 | FALSE | 0 | 0 | 0 | 0 | 0.00079646 | 440.8053 | -0.71681
1971 | 886307 | 2022-01-23 12:45 | 6 | 12:45 | 1900-01-05 12:45 | 0 | 0 | 0 | -359.9115 | 0.00077434 | FALSE | 0 | 0 | 0 | 0 | 0.00077434 | 440.0885 | -0.6969
1972 | 886307 | 2022-01-23 13:00 | 6 | 13:00 | 1900-01-05 13:00 | 0 | 0 | 0 | -360.6084 | 0.00075283 | FALSE | 0 | 0 | 0 | 0 | 0.00075283 | 439.3916 | -0.67754
1973 | 886307 | 2022-01-23 13:15 | 6 | 13:15 | 1900-01-05 13:15 | 0 | 0 | 0 | -361.2859 | 0.00073192 | FALSE | 0 | 0 | 0 | 0 | 0.00073192 | 438.7141 | -0.65872
1974 | 886307 | 2022-01-23 13:30 | 6 | 13:30 | 1900-01-05 13:30 | 0 | 0 | 0 | -361.9447 | 0.00071158 | FALSE | 0 | 0 | 0 | 0 | 0.00071158 | 438.0553 | -0.64043
1975 | 886307 | 2022-01-23 13:45 | 6 | 13:45 | 1900-01-05 13:45 | 0 | 0 | 0 | -362.5851 | 0.00069182 | FALSE | 0 | 0 | 0 | 0 | 0.00069182 | 437.4149 | -0.62264
1976 | 886307 | 2022-01-23 14:00 | 6 | 14:00 | 1900-01-05 14:00 | 0 | 0 | 0 | -363.2077 | 0.0006726 | FALSE | 0 | 0 | 0 | 0 | 0.0006726 | 436.7923 | -0.60534
1977 | 886307 | 2022-01-23 14:15 | 6 | 14:15 | 1900-01-05 14:15 | 0 | 0 | 0 | -363.8131 | 0.00065392 | FALSE | 0 | 0 | 0 | 0 | 0.00065392 | 436.1869 | -0.58853
1978 | 886307 | 2022-01-23 14:30 | 6 | 14:30 | 1900-01-05 14:30 | 0 | 0 | 0 | -364.4016 | 0.00063575 | FALSE | 0 | 0 | 0 | 0 | 0.00063575 | 435.5984 | -0.57218
1979 | 886307 | 2022-01-23 14:45 | 6 | 14:45 | 1900-01-05 14:45 | 0 | 0 | 0 | -364.9738 | 0.00061809 | FALSE | 0 | 0 | 0 | 0 | 0.00061809 | 435.0262 | -0.55628
1980 | 886307 | 2022-01-23 15:00 | 6 | 15:00 | 1900-01-05 15:00 | 0 | 0 | 0 | -365.5301 | 0.00060092 | FALSE | 0 | 0 | 0 | 0 | 0.00060092 | 434.4699 | -0.54083
1981 | 886307 | 2022-01-23 15:15 | 6 | 15:15 | 1900-01-05 15:15 | 0 | 0 | 0 | -366.0709 | 0.00058423 | FALSE | 0 | 0 | 0 | 0 | 0.00058423 | 433.9291 | -0.52581
1982 | 886307 | 2022-01-23 15:30 | 6 | 15:30 | 1900-01-05 15:30 | 0 | 0 | 0 | -366.5967 | 0.000568 | FALSE | 0 | 0 | 0 | 0 | 0.000568 | 433.4033 | -0.5112
1983 | 886307 | 2022-01-23 15:45 | 6 | 15:45 | 1900-01-05 15:45 | 0 | 0 | 0 | -367.1079 | 0.00055223 | FALSE | 0 | 0 | 0 | 0 | 0.00055223 | 432.8921 | -0.497
1984 | 886307 | 2022-01-23 16:00 | 6 | 16:00 | 1900-01-05 16:00 | 0 | 0 | 0 | -367.6049 | 0.00053689 | FALSE | 0 | 0 | 0 | 0 | 0.00053689 | 432.3951 | -0.4832
1985 | 886307 | 2022-01-23 16:15 | 6 | 16:15 | 1900-01-05 16:15 | 0 | 0 | 0 | -368.0881 | 0.00052197 | FALSE | 0 | 0 | 0 | 0 | 0.00052197 | 431.9119 | -0.46978
1986 | 886307 | 2022-01-23 16:30 | 6 | 16:30 | 1900-01-05 16:30 | 0 | 0 | 0 | -368.5579 | 0.00050747 | FALSE | 0 | 0 | 0 | 0 | 0.00050747 | 431.4421 | -0.45673
1987 | 886307 | 2022-01-23 16:45 | 6 | 16:45 | 1900-01-05 16:45 | 0 | 0 | 0 | -369.0146 | 0.00049338 | FALSE | 0 | 0 | 0 | 0 | 0.00049338 | 430.9854 | -0.44404
1988 | 886307 | 2022-01-23 17:00 | 6 | 17:00 | 1900-01-05 17:00 | 0 | 0 | 0 | -369.4586 | 0.00047967 | FALSE | 0 | 0 | 0 | 0 | 0.00047967 | 430.5414 | -0.4317
1989 | 886307 | 2022-01-23 17:15 | 6 | 17:15 | 1900-01-05 17:15 | 0 | 0 | 0 | -369.8903 | 0.00046635 | FALSE | 0 | 0 | 0 | 0 | 0.00046635 | 430.1097 | -0.41971
1990 | 886307 | 2022-01-23 17:30 | 6 | 17:30 | 1900-01-05 17:30 | 0 | 0 | 0 | -370.3101 | 0.00045339 | FALSE | 0 | 0 | 0 | 0 | 0.00045339 | 429.6899 | -0.40805
1991 | 886307 | 2022-01-23 17:45 | 6 | 17:45 | 1900-01-05 17:45 | 0 | 0 | 0 | -370.7181 | 0.0004408 | FALSE | 0 | 0 | 0 | 0 | 0.0004408 | 429.2819 | -0.39672
1992 | 886307 | 2022-01-23 18:00 | 6 | 18:00 | 1900-01-05 18:00 | 0 | 0 | 0 | -371.1148 | 0.00042855 | FALSE | 0 | 0 | 0 | 0 | 0.00042855 | 428.8852 | -0.3857
1993 | 886307 | 2022-01-23 18:15 | 6 | 18:15 | 1900-01-05 18:15 | 0 | 0 | 0 | -371.5005 | 0.00041665 | FALSE | 0 | 0 | 0 | 0 | 0.00041665 | 428.4995 | -0.37499
1994 | 886307 | 2022-01-23 18:30 | 6 | 18:30 | 1900-01-05 18:30 | 0 | 0 | 0 | -371.8755 | 0.00040508 | FALSE | 0 | 0 | 0 | 0 | 0.00040508 | 428.1245 | -0.36457
1995 | 886307 | 2022-01-23 18:45 | 6 | 18:45 | 1900-01-05 18:45 | 0 | 0 | 0 | -372.2401 | 0.00039382 | FALSE | 0 | 0 | 0 | 0 | 0.00039382 | 427.7599 | -0.35444
1996 | 886307 | 2022-01-23 19:00 | 6 | 19:00 | 1900-01-05 19:00 | 0 | 0 | 0 | -372.5945 | 0.00038289 | FALSE | 0 | 0 | 0 | 0 | 0.00038289 | 427.4055 | -0.3446
1997 | 886307 | 2022-01-23 19:15 | 6 | 19:15 | 1900-01-05 19:15 | 0 | 0 | 0 | -372.9391 | 0.00037225 | FALSE | 0 | 0 | 0 | 0 | 0.00037225 | 427.0609 | -0.33502
1998 | 886307 | 2022-01-23 19:30 | 6 | 19:30 | 1900-01-05 19:30 | 0 | 0 | 0 | -373.2741 | 0.00036191 | FALSE | 0 | 0 | 0 | 0 | 0.00036191 | 426.7259 | -0.32572
1999 | 886307 | 2022-01-23 19:45 | 6 | 19:45 | 1900-01-05 19:45 | 0 | 0 | 0 | -373.5999 | 0.00035186 | FALSE | 0 | 0 | 0 | 0 | 0.00035186 | 426.4001 | -0.31667
2000 | 886307 | 2022-01-23 20:00 | 6 | 20:00 | 1900-01-05 20:00 | 0 | 0 | 0 | -373.9165 | 0.00034208 | FALSE | 0 | 0 | 0 | 0 | 0.00034208 | 426.0835 | -0.30787
2001 | 886307 | 2022-01-23 20:15 | 6 | 20:15 | 1900-01-05 20:15 | 0 | 0 | 0 | -374.2244 | 0.00033258 | FALSE | 0 | 0 | 0 | 0 | 0.00033258 | 425.7756 | -0.29932
2002 | 886307 | 2022-01-23 20:30 | 6 | 20:30 | 1900-01-05 20:30 | 0 | 0 | 0 | -374.5237 | 0.00032334 | FALSE | 0 | 0 | 0 | 0 | 0.00032334 | 425.4763 | -0.29101
2003 | 886307 | 2022-01-23 20:45 | 6 | 20:45 | 1900-01-05 20:45 | 0 | 0 | 0 | -374.8147 | 0.00031436 | FALSE | 0 | 0 | 0 | 0 | 0.00031436 | 425.1853 | -0.28292
2004 | 886307 | 2022-01-23 21:00 | 6 | 21:00 | 1900-01-05 21:00 | 0 | 0 | 0 | -375.0977 | 0.00030563 | FALSE | 0 | 0 | 0 | 0 | 0.00030563 | 424.9023 | -0.27506
2005 | 886307 | 2022-01-23 21:15 | 6 | 21:15 | 1900-01-05 21:15 | 0 | 0 | 0 | -375.3727 | 0.00029714 | FALSE | 0 | 0 | 0 | 0 | 0.00029714 | 424.6273 | -0.26742
2006 | 886307 | 2022-01-23 21:30 | 6 | 21:30 | 1900-01-05 21:30 | 0 | 0 | 0 | -375.6402 | 0.00028888 | FALSE | 0 | 0 | 0 | 0 | 0.00028888 | 424.3598 | -0.26
2007 | 886307 | 2022-01-23 21:45 | 6 | 21:45 | 1900-01-05 21:45 | 0 | 0 | 0 | -375.9001 | 0.00028086 | FALSE | 0 | 0 | 0 | 0 | 0.00028086 | 424.0999 | -0.25277
2008 | 886307 | 2022-01-23 22:00 | 6 | 22:00 | 1900-01-05 22:00 | 0 | 0 | 0 | -376.1529 | 0.00027306 | FALSE | 0 | 0 | 0 | 0 | 0.00027306 | 423.8471 | -0.24575
2009 | 886307 | 2022-01-23 22:15 | 6 | 22:15 | 1900-01-05 22:15 | 0 | 0 | 0 | -376.3987 | 0.00026547 | FALSE | 0 | 0 | 0 | 0 | 0.00026547 | 423.6013 | -0.23893
2010 | 886307 | 2022-01-23 22:30 | 6 | 22:30 | 1900-01-05 22:30 | 0 | 0 | 0 | -376.6376 | 0.0002581 | FALSE | 0 | 0 | 0 | 0 | 0.0002581 | 423.3624 | -0.23229
2011 | 886307 | 2022-01-23 22:45 | 6 | 22:45 | 1900-01-05 22:45 | 0 | 0 | 0 | -376.8699 | 0.00025093 | FALSE | 0 | 0 | 0 | 0 | 0.00025093 | 423.1301 | -0.22584
2012 | 886307 | 2022-01-23 23:00 | 6 | 23:00 | 1900-01-05 23:00 | 0 | 0 | 0 | -377.0957 | 0.00024396 | FALSE | 0 | 0 | 0 | 0 | 0.00024396 | 422.9043 | -0.21956
2013 | 886307 | 2022-01-23 23:15 | 6 | 23:15 | 1900-01-05 23:15 | 0 | 0 | 0 | -377.3153 | 0.00023718 | FALSE | 0 | 0 | 0 | 0 | 0.00023718 | 422.6847 | -0.21346
2014 | 886307 | 2022-01-23 23:30 | 6 | 23:30 | 1900-01-05 23:30 | 0 | 0 | 0 | -377.5288 | 0.00023059 | FALSE | 0 | 0 | 0 | 0 | 0.00023059 | 422.4712 | -0.20753
2015 | 886307 | 2022-01-23 23:45 | 6 | 23:45 | 1900-01-05 23:45 | 0 | 0 | 0 | -377.7363 | 0.00022419 | FALSE | 0 | 0 | 0 | 0 | 0.00022419 | 422.2637 | -0.20177

## occupancy_schedule
day of week (0=Mon, 6=Sun) | starttime | lookupvalue | occupancy
0 | 0:00 | 0 | 0
0 | 8:30 | 0.35417 | 1
0 | 9:00 | 0.375 | 3
0 | 12:00 | 0.5 | 2
0 | 12:30 | 0.52083 | 0
0 | 13:00 | 0.54167 | 2
0 | 13:30 | 0.5625 | 3
0 | 16:00 | 0.66667 | 2
0 | 17:00 | 0.70833 | 0
1 | 0:00 | 1899-12-31 | 0
1 | 8:30 | 1899-12-31 08:30 | 1
1 | 9:00 | 1899-12-31 09:00 | 3
1 | 12:00 | 1899-12-31 12:00 | 2
1 | 12:30 | 1899-12-31 12:30 | 0
1 | 13:00 | 1899-12-31 13:00 | 2
1 | 13:30 | 1899-12-31 13:30 | 3
1 | 16:00 | 1899-12-31 16:00 | 2
1 | 17:00 | 1899-12-31 17:00 | 0
2 | 0:00 | 1900-01-01 | 0
2 | 8:30 | 1900-01-01 08:30 | 1
2 | 9:00 | 1900-01-01 09:00 | 3
2 | 12:00 | 1900-01-01 12:00 | 2
2 | 12:30 | 1900-01-01 12:30 | 0
2 | 13:00 | 1900-01-01 13:00 | 2
2 | 13:30 | 1900-01-01 13:30 | 3
2 | 16:00 | 1900-01-01 16:00 | 2
2 | 17:00 | 1900-01-01 17:00 | 0
3 | 0:00 | 1900-01-02 | 0
3 | 8:30 | 1900-01-02 08:30 | 1
3 | 9:00 | 1900-01-02 09:00 | 3
3 | 12:00 | 1900-01-02 12:00 | 2
3 | 12:30 | 1900-01-02 12:30 | 0
3 | 13:00 | 1900-01-02 13:00 | 2
3 | 13:30 | 1900-01-02 13:30 | 3
3 | 16:00 | 1900-01-02 16:00 | 2
3 | 17:00 | 1900-01-02 17:00 | 0
4 | 0:00 | 1900-01-03 | 0
4 | 8:30 | 1900-01-03 08:30 | 1
4 | 9:00 | 1900-01-03 09:00 | 3
4 | 12:00 | 1900-01-03 12:00 | 2
4 | 12:30 | 1900-01-03 12:30 | 0
4 | 13:00 | 1900-01-03 13:00 | 2
4 | 13:30 | 1900-01-03 13:30 | 3
4 | 16:00 | 1900-01-03 16:00 | 2
4 | 17:00 | 1900-01-03 17:00 | 0
5 | 0:00 | 1900-01-04 | 0
5 | 8:30 | 1900-01-04 08:30 | 1
5 | 9:00 | 1900-01-04 09:00 | 3
5 | 12:00 | 1900-01-04 12:00 | 2
5 | 12:30 | 1900-01-04 12:30 | 0
5 | 13:00 | 1900-01-04 13:00 | 2
5 | 13:30 | 1900-01-04 13:30 | 1
5 | 16:00 | 1900-01-04 16:00 | 0
6 | 0:00 | 1900-01-05 | 0
7 | 0:00 | 1900-01-06 | 0
Formulas:
lookupvalue = [day of week (0=Mon, 6=Sun)]+[starttime]

## metabolic rate
occupancy | activity (ISO 8896) | metabolic rate [W/m2] | height [m] | weight [kg] | surface [m2] | power [W] | hours | heat [MJ/d] | MET | kcal
present | sleeping | 40 | 1.741 | 77.5 | 1.9182 | 76.7262 | 8.61 | 2.3782 | 0.68729 | 568.0246
present | at rest, sitting | 55 | 1.741 | 77.5 | 1.9182 | 105.4985 | 7.6769 | 2.9156 | 0.94502 | 696.3888
absent |  | 0 | 1.741 | 77.5 | 1.9182 | 0 | 7.7131 | 0 |  | 0
TOTAL | [5 empty] | 61.2714 | 24 | 5.2938 |  | 1264.4134
| reclining | 45 | 1.741 | 77.5 | 1.9182 | 86.317 |  |  | 0.7732
| at rest, standing | 70 | 1.741 | 77.5 | 1.9182 | 134.2709 |  |  | 1.2027
| sedentary activity (office, dwelling, school, laboratory) | 70 | 1.741 | 77.5 | 1.9182 | 134.2709 |  |  | 1.2027
| standing, light activity (shopping, laboratory, light industry) | 95 | 1.741 | 77.5 | 1.9182 | 182.2247 |  |  | 1.6323
| test value | 182.467 | 1.741 | 77.5 | 1.9182 | 350 |  |  | 3.1352
Note on F2: Author: Dubois surface area (Dubois & Dubois, 1919), referenced in Adaptive Thermal Comfort book by Nichol et al

## CO_2 frisse scholen
min [ppm] | max [ppm] | kleurcode | URL
400 | 800 | groen | Handreiking_Optimaal_Ventileren_in_de_klas_met_co2-meter 1.pdf (ruimte-ok.nl)
801 | 1200 | oranje
1201 |  | rood

## CO_2 bouwbesluit2012
min [ppm] | max [ppm] | kleurcode | bron | URL
0 | 800 | donkergroen | Artikel 7.23 bouwbesluit | kooldioxidemeter.pdf (co2-meters.nl)
801 | 1000 | lichtgroen
1001 | 1400 | oranje
1401 |  | rood

## input_OLD_temp_simulation
| room_id | timestamp_local | unix_time | utc_offset | T_out_avg_C | wind_avg_m_p_s | irradiation_hor_avg_W_p_m2 | T_out_e_avg_C | T_in_avg_C | T_set_first_C | interval_s | gas_sup_avg_W | e_used_avg_W | e_returned_avg_W | e_remaining_heat_avg_W | sanity_frac | gas_sup_no_CH_avg_W | gas_sup_CH_avg_W | T_in_sim_avg_C | A_value_is_fixed
0 | 886307 | 2022-01-03 | 1641164400 | 1 | 10.0454 | 8.1707 | 0 | 4.5983 | 17.89 | 13 | 900 | 0 | 84 | 0 | 84 | 1 | 377.8053 | 0 | 17.89 | FALSE
1 | 886307 | 2022-01-03 00:15 | 1641165300 | 1 | 10.0312 | 8.1707 | 0 | 4.5841 | 17.8333 | 13 | 900 | 0 | 92 | 0 | 92 | 1 | 377.8053 | 0 | 17.8521 | FALSE
2 | 886307 | 2022-01-03 00:30 | 1641166200 | 1 | 10.0171 | 8.1707 | 0 | 4.57 | 17.7783 | 13 | 900 | 0 | 28 | 0 | 28 | 1 | 377.8053 | 0 | 17.8111 | FALSE
3 | 886307 | 2022-01-03 00:45 | 1641167100 | 1 | 10.0029 | 8.1707 | 0 | 4.5558 | 17.71 | 13 | 900 | 0 | 32 | 0 | 32 | 1 | 377.8053 | 0 | 17.7703 | FALSE
4 | 886307 | 2022-01-03 01:00 | 1641168000 | 1 | 9.9888 | 8.1707 | 0 | 4.5417 | 17.6533 | 13 | 900 | 0 | 28 | 0 | 28 | 1 | 377.8053 | 0 | 17.7295 | FALSE
5 | 886307 | 2022-01-03 01:15 | 1641168900 | 1 | 9.9388 | 8.1057 | 0 | 4.535 | 17.5867 | 13 | 900 | 0 | 32 | 0 | 32 | 1 | 377.8053 | 0 | 17.6891 | FALSE
6 | 886307 | 2022-01-03 01:30 | 1641169800 | 1 | 9.8888 | 8.0408 | 0 | 4.5282 | 17.525 | 13 | 900 | 0 | 28 | 0 | 28 | 1 | 377.8053 | 0 | 17.6485 | FALSE
7 | 886307 | 2022-01-03 01:45 | 1641170700 | 1 | 9.8388 | 7.9759 | 0 | 4.5215 | 17.4833 | 13 | 900 | 0 | 32 | 0 | 32 | 1 | 377.8053 | 0 | 17.6083 | FALSE
8 | 886307 | 2022-01-03 02:00 | 1641171600 | 1 | 9.7888 | 7.911 | 0 | 4.5148 | 17.4367 | 13 | 900 | 0 | 88 | 0 | 88 | 1 | 377.8053 | 0 | 17.5711 | FALSE
9 | 886307 | 2022-01-03 02:15 | 1641172500 | 1 | 9.7091 | 7.911 | 0 | 4.4351 | 17.355 | 13 | 900 | 0 | 88 | 0 | 88 | 1 | 377.8053 | 0 | 17.5337 | FALSE
10 | 886307 | 2022-01-03 02:30 | 1641173400 | 1 | 9.6295 | 7.911 | 0 | 4.3555 | 17.32 | 13 | 900 | 0 | 32 | 0 | 32 | 1 | 377.8053 | 0 | 17.4933 | FALSE
11 | 886307 | 2022-01-03 02:45 | 1641174300 | 1 | 9.5498 | 7.911 | 0 | 4.2758 | 17.25 | 13 | 900 | 0 | 28 | 0 | 28 | 1 | 377.8053 | 0 | 17.4526 | FALSE
12 | 886307 | 2022-01-03 03:00 | 1641175200 | 1 | 9.4702 | 7.911 | 0 | 4.1962 | 17.1967 | 13 | 900 | 0 | 32 | 0 | 32 | 1 | 377.8053 | 0 | 17.4118 | FALSE
13 | 886307 | 2022-01-03 03:15 | 1641176100 | 1 | 9.5542 | 7.8897 | 0 | 4.2944 | 17.1433 | 13 | 900 | 0 | 28 | 0 | 28 | 1 | 377.8053 | 0 | 17.3715 | FALSE
14 | 886307 | 2022-01-03 03:30 | 1641177000 | 1 | 9.6382 | 7.8683 | 0 | 4.3926 | 17.13 | 13 | 900 | 0 | 32 | 0 | 32 | 1 | 377.8053 | 0 | 17.3319 | FALSE
15 | 886307 | 2022-01-03 03:45 | 1641177900 | 1 | 9.7222 | 7.847 | 0 | 4.4909 | 17.0867 | 13 | 900 | 0 | 32 | 0 | 32 | 1 | 377.8053 | 0 | 17.2929 | FALSE
16 | 886307 | 2022-01-03 04:00 | 1641178800 | 1 | 9.8062 | 7.8257 | 0 | 4.5891 | 17.0317 | 13 | 900 | 0 | 72 | 0 | 72 | 1 | 377.8053 | 0 | 17.2566 | FALSE
17 | 886307 | 2022-01-03 04:15 | 1641179700 | 1 | 9.774 | 7.8043 | 0 | 4.5711 | 17.0067 | 13 | 900 | 0 | 104 | 0 | 104 | 1 | 377.8053 | 0 | 17.2219 | FALSE
18 | 886307 | 2022-01-03 04:30 | 1641180600 | 1 | 9.7419 | 7.783 | 0 | 4.5532 | 16.9367 | 13 | 900 | 0 | 32 | 0 | 32 | 1 | 377.8053 | 0 | 17.1836 | FALSE
19 | 886307 | 2022-01-03 04:45 | 1641181500 | 1 | 9.7097 | 7.7617 | 0 | 4.5352 | 16.8667 | 13 | 900 | 0 | 28 | 0 | 28 | 1 | 377.8053 | 0 | 17.1452 | FALSE
20 | 886307 | 2022-01-03 05:00 | 1641182400 | 1 | 9.6775 | 7.7403 | 0 | 4.5173 | 16.8033 | 13 | 900 | 0 | 32 | 0 | 32 | 1 | 377.8053 | 0 | 17.1072 | FALSE
21 | 886307 | 2022-01-03 05:15 | 1641183300 | 1 | 9.6371 | 7.4903 | 0 | 4.6435 | 16.78 | 13 | 900 | 0 | 28 | 0 | 28 | 1 | 377.8053 | 0 | 17.0695 | FALSE
22 | 886307 | 2022-01-03 05:30 | 1641184200 | 1 | 9.5967 | 7.2403 | 0 | 4.7698 | 16.74 | 13 | 900 | 0 | 32 | 0 | 32 | 1 | 377.8053 | 0 | 17.0328 | FALSE
23 | 886307 | 2022-01-03 05:45 | 1641185100 | 1 | 9.5563 | 6.9903 | 0 | 4.896 | 16.7133 | 13 | 900 | 0 | 32 | 0 | 32 | 1 | 377.8053 | 0 | 16.9968 | FALSE
24 | 886307 | 2022-01-03 06:00 | 1641186000 | 1 | 9.5158 | 6.7403 | 0 | 5.0223 | 16.6467 | 13 | 900 | 0 | 36 | 0 | 36 | 1 | 377.8053 | 0 | 16.9617 | FALSE
25 | 886307 | 2022-01-03 06:15 | 1641186900 | 1 | 9.4972 | 6.5979 | 0 | 5.0985 | 16.6367 | 13 | 900 | 0 | 180 | 0 | 180 | 1 | 377.8053 | 0 | 16.9343 | FALSE
26 | 886307 | 2022-01-03 06:30 | 1641187800 | 1 | 9.4785 | 6.4555 | 0 | 5.1748 | 16.5867 | 13 | 900 | 0 | 76 | 0 | 76 | 1 | 377.8053 | 0 | 16.9021 | FALSE
27 | 886307 | 2022-01-03 06:45 | 1641188700 | 1 | 9.4598 | 6.3131 | 0 | 5.2511 | 16.53 | 13 | 900 | 0 | 30 | 0 | 30 | 1 | 377.8053 | 0 | 16.868 | FALSE
28 | 886307 | 2022-01-03 07:00 | 1641189600 | 1 | 9.4411 | 6.1707 | 0 | 5.3273 | 16.5367 | 13 | 900 | 2491.2083 | 34 | 0 | 34 | 1 | 377.8053 | 2113.403 | 16.9387 | FALSE
29 | 886307 | 2022-01-03 07:15 | 1641190500 | 1 | 9.5248 | 6.1707 | 0.45487 | 5.411 | 16.5 | 13 | 900 | 2491.2083 | 584 | 0 | 584 | 1 | 377.8053 | 2113.403 | 17.0376 | FALSE
30 | 886307 | 2022-01-03 07:30 | 1641191400 | 1 | 9.6085 | 6.1707 | 0.90974 | 5.4947 | 16.4167 | 15.6667 | 900 | 2491.2083 | 152 | 0 | 152 | 1 | 377.8053 | 2113.403 | 17.1146 | FALSE
31 | 886307 | 2022-01-03 07:45 | 1641192300 | 1 | 9.6922 | 6.1707 | 1.3646 | 5.5785 | 16.8 | 17 | 900 | 2491.2083 | 44 | 0 | 44 | 1 | 377.8053 | 2113.403 | 17.1864 | FALSE
32 | 886307 | 2022-01-03 08:00 | 1641193200 | 1 | 9.7759 | 6.1707 | 1.8195 | 5.6622 | 17.3067 | 17 | 900 | 195.3889 | 64 | 0 | 64 | 1 | 377.8053 | 0 | 17.1553 | FALSE
33 | 886307 | 2022-01-03 08:15 | 1641194100 | 1 | 9.8282 | 6.1707 | 5.3134 | 5.7144 | 17.28 | 17 | 900 | 195.3889 | 184 | 0 | 184 | 1 | 377.8053 | 0 | 17.1321 | FALSE
34 | 886307 | 2022-01-03 08:30 | 1641195000 | 1 | 9.8804 | 6.1707 | 8.8074 | 5.7666 | 17.2 | 17 | 900 | 195.3889 | 2036 | 0 | 2036 | 1 | 377.8053 | 0 | 17.2047 | FALSE
35 | 886307 | 2022-01-03 08:45 | 1641195900 | 1 | 9.9326 | 6.1707 | 12.3013 | 5.8188 | 17.2067 | 17 | 900 | 195.3889 | 2024 | 0 | 2024 | 1 | 377.8053 | 0 | 17.2781 | FALSE
36 | 886307 | 2022-01-03 09:00 | 1641196800 | 1 | 9.9848 | 6.1707 | 15.7953 | 5.8711 | 17.2567 | 17 | 900 | 2051.5833 | 1520 | 0 | 1520 | 1 | 377.8053 | 1673.778 | 17.4096 | FALSE
37 | 886307 | 2022-01-03 09:15 | 1641197700 | 1 | 10.0131 | 6.3344 | 25.7788 | 5.7902 | 17.245 | 17.3333 | 900 | 2051.5833 | 136 | 0 | 136 | 1 | 377.8053 | 1673.778 | 17.4741 | FALSE
38 | 886307 | 2022-01-03 09:30 | 1641198600 | 1 | 10.0414 | 6.4982 | 35.7623 | 5.7093 | 17.8167 | 18 | 900 | 2051.5833 | 132 | 0 | 132 | 1 | 377.8053 | 1673.778 | 17.5419 | FALSE
39 | 886307 | 2022-01-03 09:45 | 1641199500 | 1 | 10.0697 | 6.6619 | 45.7458 | 5.6285 | 18.6267 | 18 | 900 | 2051.5833 | 160 | 0 | 160 | 1 | 377.8053 | 1673.778 | 17.6145 | FALSE
40 | 886307 | 2022-01-03 10:00 | 1641200400 | 1 | 10.098 | 6.8257 | 55.7294 | 5.5476 | 18.5833 | 17.5 | 900 | 0 | 232 | 0 | 232 | 1 | 377.8053 | 0 | 17.6119 | FALSE
41 | 886307 | 2022-01-03 10:15 | 1641201300 | 1 | 10.2239 | 6.9119 | 76.0238 | 5.616 | 18.2633 | 17.5 | 900 | 0 | 392 | 0 | 392 | 1 | 377.8053 | 0 | 17.626 | FALSE
42 | 886307 | 2022-01-03 10:30 | 1641202200 | 1 | 10.3498 | 6.9982 | 96.3182 | 5.6844 | 18 | 17.5 | 900 | 0 | 472 | 0 | 472 | 1 | 377.8053 | 0 | 17.6528 | FALSE
43 | 886307 | 2022-01-03 10:45 | 1641203100 | 1 | 10.4757 | 7.0844 | 116.6126 | 5.7527 | 17.77 | 17.5 | 900 | 0 | 64 | 0 | 64 | 1 | 377.8053 | 0 | 17.6673 | FALSE
44 | 886307 | 2022-01-03 11:00 | 1641204000 | 1 | 10.6015 | 7.1707 | 136.907 | 5.8211 | 17.7617 | 17.5 | 900 | 117.2333 | 48 | 0 | 48 | 1 | 377.8053 | 0 | 17.6897 | FALSE
45 | 886307 | 2022-01-03 11:15 | 1641204900 | 1 | 10.5663 | 7.3557 | 134.9744 | 5.6624 | 17.83 | 17.5 | 900 | 117.2333 | 68 | 0 | 68 | 1 | 377.8053 | 0 | 17.7114 | FALSE
46 | 886307 | 2022-01-03 11:30 | 1641205800 | 1 | 10.531 | 7.5408 | 133.0418 | 5.5038 | 17.8433 | 17.5 | 900 | 117.2333 | 32 | 0 | 32 | 1 | 377.8053 | 0 | 17.7298 | FALSE
47 | 886307 | 2022-01-03 11:45 | 1641206700 | 1 | 10.4957 | 7.7259 | 131.1091 | 5.3451 | 17.8567 | 17.5 | 900 | 117.2333 | 52 | 0 | 52 | 1 | 377.8053 | 0 | 17.7477 | FALSE
48 | 886307 | 2022-01-03 12:00 | 1641207600 | 1 | 10.4605 | 7.911 | 129.1765 | 5.1865 | 17.8333 | 17.5 | 900 | 58.6167 | 56 | 0 | 56 | 1 | 377.8053 | 0 | 17.7643 | FALSE
49 | 886307 | 2022-01-03 12:15 | 1641208500 | 1 | 10.5845 | 7.7259 | 135.4911 | 5.4339 | 17.8433 | 17.5 | 900 | 58.6167 | 100 | 0 | 100 | 1 | 377.8053 | 0 | 17.7866 | FALSE
50 | 886307 | 2022-01-03 12:30 | 1641209400 | 1 | 10.7085 | 7.5408 | 141.8057 | 5.6813 | 17.94 | 17.5 | 900 | 58.6167 | 392 | 0 | 392 | 1 | 377.8053 | 0 | 17.8273 | FALSE
51 | 886307 | 2022-01-03 12:45 | 1641210300 | 1 | 10.8326 | 7.3557 | 148.1203 | 5.9287 | 17.935 | 17.5 | 900 | 58.6167 | 52 | 0 | 52 | 1 | 377.8053 | 0 | 17.8542 | FALSE
52 | 886307 | 2022-01-03 13:00 | 1641211200 | 1 | 10.9566 | 7.1707 | 154.4348 | 6.1762 | 17.9233 | 17.5 | 900 | 48.8472 | 144 | 0 | 144 | 1 | 377.8053 | 0 | 17.8894 | FALSE
53 | 886307 | 2022-01-03 13:15 | 1641212100 | 1 | 10.8873 | 7.1271 | 145.402 | 6.1359 | 17.8633 | 17.5 | 900 | 48.8472 | 48 | 0 | 48 | 1 | 377.8053 | 0 | 17.9156 | FALSE
54 | 886307 | 2022-01-03 13:30 | 1641213000 | 1 | 10.818 | 7.0835 | 136.3691 | 6.0957 | 17.94 | 17.5 | 900 | 48.8472 | 48 | 0 | 48 | 1 | 377.8053 | 0 | 17.9378 | FALSE
55 | 886307 | 2022-01-03 13:45 | 1641213900 | 1 | 10.7487 | 7.0399 | 127.3362 | 6.0555 | 17.96 | 17.5 | 900 | 48.8472 | 52 | 0 | 52 | 1 | 377.8053 | 0 | 17.9562 | FALSE
56 | 886307 | 2022-01-03 14:00 | 1641214800 | 1 | 10.6794 | 6.9963 | 118.3034 | 6.0152 | 17.9383 | 17.5 | 900 | 0 | 48 | 0 | 48 | 1 | 377.8053 | 0 | 17.9705 | FALSE
57 | 886307 | 2022-01-03 14:15 | 1641215700 | 1 | 10.4624 | 6.7899 | 95.7606 | 5.9358 | 17.93 | 17.5 | 900 | 0 | 280 | 0 | 280 | 1 | 377.8053 | 0 | 17.9869 | FALSE
58 | 886307 | 2022-01-03 14:30 | 1641216600 | 1 | 10.2453 | 6.5835 | 73.2178 | 5.8563 | 17.9133 | 17.5 | 900 | 0 | 88 | 0 | 88 | 1 | 377.8053 | 0 | 17.9838 | FALSE
59 | 886307 | 2022-01-03 14:45 | 1641217500 | 1 | 10.0282 | 6.3771 | 50.675 | 5.7769 | 17.8167 | 17.5 | 900 | 0 | 44 | 0 | 44 | 1 | 377.8053 | 0 | 17.969 | FALSE
60 | 886307 | 2022-01-03 15:00 | 1641218400 | 1 | 9.8112 | 6.1707 | 28.1323 | 5.6974 | 17.8 | 17.5 | 900 | 576.3972 | 76 | 0 | 76 | 1 | 377.8053 | 198.5919 | 17.9559 | FALSE
61 | 886307 | 2022-01-03 15:15 | 1641219300 | 1 | 9.5357 | 5.9856 | 21.7936 | 5.5453 | 17.685 | 17.5 | 900 | 576.3972 | 392 | 0 | 392 | 1 | 377.8053 | 198.5919 | 17.9558 | FALSE
62 | 886307 | 2022-01-03 15:30 | 1641220200 | 1 | 9.2602 | 5.8005 | 15.455 | 5.3932 | 17.54 | 17.5 | 900 | 576.3972 | 108 | 0 | 108 | 1 | 377.8053 | 198.5919 | 17.938 | FALSE
63 | 886307 | 2022-01-03 15:45 | 1641221100 | 1 | 8.9847 | 5.6154 | 9.1164 | 5.2411 | 17.52 | 17.1667 | 900 | 576.3972 | 112 | 0 | 112 | 1 | 377.8053 | 198.5919 | 17.9172 | FALSE
64 | 886307 | 2022-01-03 16:00 | 1641222000 | 1 | 8.7093 | 5.4303 | 2.7778 | 5.0891 | 17.585 | 17 | 900 | 0 | 116 | 0 | 116 | 1 | 377.8053 | 0 | 17.8837 | FALSE
65 | 886307 | 2022-01-03 16:15 | 1641222900 | 1 | 8.6781 | 5.3441 | 2.0833 | 5.1154 | 17.55 | 17 | 900 | 0 | 204 | 0 | 204 | 1 | 377.8053 | 0 | 17.8546 | FALSE
66 | 886307 | 2022-01-03 16:30 | 1641223800 | 1 | 8.6469 | 5.2578 | 1.3889 | 5.1417 | 17.475 | 17 | 900 | 0 | 180 | 0 | 180 | 1 | 377.8053 | 0 | 17.8242 | FALSE
67 | 886307 | 2022-01-03 16:45 | 1641224700 | 1 | 8.6157 | 5.1716 | 0.69444 | 5.168 | 17.3833 | 17 | 900 | 0 | 136 | 0 | 136 | 1 | 377.8053 | 0 | 17.7916 | FALSE
68 | 886307 | 2022-01-03 17:00 | 1641225600 | 1 | 8.5845 | 5.0853 | 0 | 5.1943 | 17.26 | 17 | 900 | 957.4056 | 136 | 0 | 136 | 1 | 377.8053 | 579.6002 | 17.7875 | FALSE
69 | 886307 | 2022-01-03 17:15 | 1641226500 | 1 | 8.4611 | 5.1067 | 0 | 5.0567 | 17.22 | 17 | 900 | 957.4056 | 120 | 0 | 120 | 1 | 377.8053 | 579.6002 | 17.782 | FALSE
70 | 886307 | 2022-01-03 17:30 | 1641227400 | 1 | 8.3378 | 5.128 | 0 | 4.9191 | 17.185 | 17 | 900 | 957.4056 | 72 | 0 | 72 | 1 | 377.8053 | 579.6002 | 17.7735 | FALSE
71 | 886307 | 2022-01-03 17:45 | 1641228300 | 1 | 8.2144 | 5.1493 | 0 | 4.7816 | 17.2 | 17 | 900 | 957.4056 | 612 | 0 | 612 | 1 | 377.8053 | 579.6002 | 17.7918 | FALSE
72 | 886307 | 2022-01-03 18:00 | 1641229200 | 1 | 8.0911 | 5.1707 | 0 | 4.644 | 17.2183 | 17 | 900 | 859.7111 | 96 | 0 | 96 | 1 | 377.8053 | 481.9058 | 17.7786 | FALSE
73 | 886307 | 2022-01-03 18:15 | 1641230100 | 1 | 8.0445 | 5.1493 | 0 | 4.6116 | 17.165 | 17 | 900 | 859.7111 | 120 | 0 | 120 | 1 | 377.8053 | 481.9058 | 17.7664 | FALSE
74 | 886307 | 2022-01-03 18:30 | 1641231000 | 1 | 7.9979 | 5.128 | 0 | 4.5792 | 17.1567 | 17 | 900 | 859.7111 | 36 | 0 | 36 | 1 | 377.8053 | 481.9058 | 17.7499 | FALSE
75 | 886307 | 2022-01-03 18:45 | 1641231900 | 1 | 7.9513 | 5.1067 | 0 | 4.5468 | 17.1717 | 17 | 900 | 859.7111 | 56 | 0 | 56 | 1 | 377.8053 | 481.9058 | 17.7344 | FALSE
76 | 886307 | 2022-01-03 19:00 | 1641232800 | 1 | 7.9047 | 5.0853 | 0 | 4.5145 | 17.185 | 17 | 900 | 1719.4222 | 56 | 0 | 56 | 1 | 377.8053 | 1341.6169 | 17.7611 | FALSE
77 | 886307 | 2022-01-03 19:15 | 1641233700 | 1 | 7.9409 | 4.8567 | 0 | 4.7031 | 17.2467 | 18 | 900 | 1719.4222 | 76 | 0 | 76 | 1 | 377.8053 | 1341.6169 | 17.7895 | FALSE
78 | 886307 | 2022-01-03 19:30 | 1641234600 | 1 | 7.9771 | 4.628 | 0 | 4.8918 | 17.7233 | 18 | 900 | 1719.4222 | 60 | 0 | 60 | 1 | 377.8053 | 1341.6169 | 17.8178 | FALSE
79 | 886307 | 2022-01-03 19:45 | 1641235500 | 1 | 8.0134 | 4.3993 | 0 | 5.0805 | 18.5333 | 18 | 900 | 1719.4222 | 68 | 0 | 68 | 1 | 377.8053 | 1341.6169 | 17.8472 | FALSE
80 | 886307 | 2022-01-03 20:00 | 1641236400 | 1 | 8.0496 | 4.1707 | 0 | 5.2692 | 18.44 | 18 | 900 | 107.4639 | 204 | 0 | 204 | 1 | 377.8053 | 0 | 17.818 | FALSE
81 | 886307 | 2022-01-03 20:15 | 1641237300 | 1 | 7.9559 | 4.1493 | 0 | 5.1897 | 18.235 | 18 | 900 | 107.4639 | 152 | 0 | 152 | 1 | 377.8053 | 0 | 17.786 | FALSE
82 | 886307 | 2022-01-03 20:30 | 1641238200 | 1 | 7.8622 | 4.128 | 0 | 5.1102 | 18.0767 | 18 | 900 | 107.4639 | 176 | 0 | 176 | 1 | 377.8053 | 0 | 17.7551 | FALSE
83 | 886307 | 2022-01-03 20:45 | 1641239100 | 1 | 7.7685 | 4.1067 | 0 | 5.0308 | 17.9767 | 18 | 900 | 107.4639 | 420 | 0 | 420 | 1 | 377.8053 | 0 | 17.7363 | FALSE
84 | 886307 | 2022-01-03 21:00 | 1641240000 | 1 | 7.6748 | 4.0853 | 0 | 4.9513 | 17.8633 | 18 | 900 | 1035.5611 | 204 | 0 | 204 | 1 | 377.8053 | 657.7558 | 17.7386 | FALSE
85 | 886307 | 2022-01-03 21:15 | 1641240900 | 1 | 7.8297 | 4.1067 | 0 | 5.0919 | 17.84 | 18 | 900 | 1035.5611 | 204 | 0 | 204 | 1 | 377.8053 | 657.7558 | 17.7416 | FALSE
86 | 886307 | 2022-01-03 21:30 | 1641241800 | 1 | 7.9845 | 4.128 | 0 | 5.2325 | 18.22 | 18 | 900 | 1035.5611 | 428 | 0 | 428 | 1 | 377.8053 | 657.7558 | 17.7565 | FALSE
87 | 886307 | 2022-01-03 21:45 | 1641242700 | 1 | 8.1394 | 4.1493 | 0 | 5.3731 | 18.2767 | 18 | 900 | 1035.5611 | 196 | 0 | 196 | 1 | 377.8053 | 657.7558 | 17.7602 | FALSE
88 | 886307 | 2022-01-03 22:00 | 1641243600 | 1 | 8.2942 | 4.1707 | 0 | 5.5137 | 18.07 | 12 | 900 | 0 | 236 | 0 | 236 | 1 | 377.8053 | 0 | 17.7341 | FALSE
89 | 886307 | 2022-01-03 22:15 | 1641244500 | 1 | 8.2605 | 4.1707 | 0 | 5.48 | 17.9733 | 12 | 900 | 0 | 196 | 0 | 196 | 1 | 377.8053 | 0 | 17.7059 | FALSE
90 | 886307 | 2022-01-03 22:30 | 1641245400 | 1 | 8.2268 | 4.1707 | 0 | 5.4463 | 17.885 | 12 | 900 | 0 | 140 | 0 | 140 | 1 | 377.8053 | 0 | 17.6748 | FALSE
91 | 886307 | 2022-01-03 22:45 | 1641246300 | 1 | 8.193 | 4.1707 | 0 | 5.4126 | 17.7367 | 12 | 900 | 0 | 124 | 0 | 124 | 1 | 377.8053 | 0 | 17.6429 | FALSE
92 | 886307 | 2022-01-03 23:00 | 1641247200 | 1 | 8.1593 | 4.1707 | 0 | 5.3789 | 17.6517 | 12 | 900 | 0 | 116 | 0 | 116 | 1 | 377.8053 | 0 | 17.6106 | FALSE
93 | 886307 | 2022-01-03 23:15 | 1641248100 | 1 | 8.2313 | 3.9856 | 0 | 5.5743 | 17.6267 | 12 | 900 | 0 | 116 | 0 | 116 | 1 | 377.8053 | 0 | 17.5793 | FALSE
94 | 886307 | 2022-01-03 23:30 | 1641249000 | 1 | 8.3033 | 3.8005 | 0 | 5.7696 | 17.5433 | 12 | 900 | 0 | 76 | 0 | 76 | 1 | 377.8053 | 0 | 17.5469 | FALSE
95 | 886307 | 2022-01-03 23:45 | 1641249900 | 1 | 8.3753 | 3.6154 | 0 | 5.965 | 17.48 | 12 | 900 | 0 | 44 | 0 | 44 | 1 | 377.8053 | 0 | 17.5138 | FALSE
96 | 886307 | 2022-01-04 | 1641250800 | 1 | 8.4473 | 3.4303 | 0 | 6.1604 | 17.385 | 12 | 900 | 0 | 36 | 0 | 36 | 1 | 377.8053 | 0 | 17.4813 | FALSE
97 | 886307 | 2022-01-04 00:15 | 1641251700 | 1 | 8.3917 | 3.4303 | 0 | 6.1048 | 17.275 | 12 | 900 | 0 | 116 | 0 | 116 | 1 | 377.8053 | 0 | 17.4527 | FALSE
98 | 886307 | 2022-01-04 00:30 | 1641252600 | 1 | 8.3361 | 3.4303 | 0 | 6.0492 | 17.2 | 12 | 900 | 0 | 60 | 0 | 60 | 1 | 377.8053 | 0 | 17.4212 | FALSE
99 | 886307 | 2022-01-04 00:45 | 1641253500 | 1 | 8.2804 | 3.4303 | 0 | 5.9936 | 17.1333 | 12 | 900 | 0 | 32 | 0 | 32 | 1 | 377.8053 | 0 | 17.3881 | FALSE
100 | 886307 | 2022-01-04 01:00 | 1641254400 | 1 | 8.2248 | 3.4303 | 0 | 5.9379 | 17.0533 | 12 | 900 | 0 | 32 | 0 | 32 | 1 | 377.8053 | 0 | 17.355 | FALSE
101 | 886307 | 2022-01-04 01:15 | 1641255300 | 1 | 8.1896 | 3.409 | 0 | 5.9169 | 16.99 | 12 | 900 | 0 | 28 | 0 | 28 | 1 | 377.8053 | 0 | 17.3217 | FALSE
102 | 886307 | 2022-01-04 01:30 | 1641256200 | 1 | 8.1543 | 3.3876 | 0 | 5.8959 | 16.9533 | 12 | 900 | 0 | 32 | 0 | 32 | 1 | 377.8053 | 0 | 17.2887 | FALSE
103 | 886307 | 2022-01-04 01:45 | 1641257100 | 1 | 8.119 | 3.3663 | 0 | 5.8748 | 16.8533 | 12 | 900 | 0 | 32 | 0 | 32 | 1 | 377.8053 | 0 | 17.2557 | FALSE
104 | 886307 | 2022-01-04 02:00 | 1641258000 | 1 | 8.0837 | 3.345 | 0 | 5.8538 | 16.8144 | 12 | 900 | 0 | 28 | 0 | 28 | 1 | 377.8053 | 0 | 17.2225 | FALSE
105 | 886307 | 2022-01-04 02:15 | 1641258900 | 1 | 8.0696 | 3.3663 | 0 | 5.8254 | 16.7822 | 12 | 900 | 0 | 44 | 0 | 44 | 1 | 377.8053 | 0 | 17.1902 | FALSE
106 | 886307 | 2022-01-04 02:30 | 1641259800 | 1 | 8.0554 | 3.3876 | 0 | 5.797 | 16.7367 | 12 | 900 | 0 | 116 | 0 | 116 | 1 | 377.8053 | 0 | 17.1616 | FALSE
107 | 886307 | 2022-01-04 02:45 | 1641260700 | 1 | 8.0413 | 3.409 | 0 | 5.7686 | 16.7 | 12 | 900 | 0 | 56 | 0 | 56 | 1 | 377.8053 | 0 | 17.1299 | FALSE
108 | 886307 | 2022-01-04 03:00 | 1641261600 | 1 | 8.0271 | 3.4303 | 0 | 5.7403 | 16.655 | 12 | 900 | 0 | 28 | 0 | 28 | 1 | 377.8053 | 0 | 17.0968 | FALSE
109 | 886307 | 2022-01-04 03:15 | 1641262500 | 1 | 8.028 | 3.4303 | 0 | 5.7411 | 16.6167 | 12 | 900 | 0 | 32 | 0 | 32 | 1 | 377.8053 | 0 | 17.0641 | FALSE
110 | 886307 | 2022-01-04 03:30 | 1641263400 | 1 | 8.0289 | 3.4303 | 0 | 5.742 | 16.55 | 12 | 900 | 0 | 32 | 0 | 32 | 1 | 377.8053 | 0 | 17.0314 | FALSE
111 | 886307 | 2022-01-04 03:45 | 1641264300 | 1 | 8.0298 | 3.4303 | 0 | 5.7429 | 16.5067 | 12 | 900 | 0 | 28 | 0 | 28 | 1 | 377.8053 | 0 | 16.9988 | FALSE
112 | 886307 | 2022-01-04 04:00 | 1641265200 | 1 | 8.0306 | 3.4303 | 0 | 5.7438 | 16.4533 | 12 | 900 | 0 | 32 | 0 | 32 | 1 | 377.8053 | 0 | 16.9665 | FALSE
113 | 886307 | 2022-01-04 04:15 | 1641266100 | 1 | 7.9828 | 3.409 | 0 | 5.7101 | 16.395 | 12 | 900 | 0 | 28 | 0 | 28 | 1 | 377.8053 | 0 | 16.9339 | FALSE
114 | 886307 | 2022-01-04 04:30 | 1641267000 | 1 | 7.9349 | 3.3876 | 0 | 5.6765 | 16.3633 | 12 | 900 | 0 | 32 | 0 | 32 | 1 | 377.8053 | 0 | 16.9016 | FALSE
115 | 886307 | 2022-01-04 04:45 | 1641267900 | 1 | 7.887 | 3.3663 | 0 | 5.6428 | 16.33 | 12 | 900 | 0 | 112 | 0 | 112 | 1 | 377.8053 | 0 | 16.8733 | FALSE
116 | 886307 | 2022-01-04 05:00 | 1641268800 | 1 | 7.8392 | 3.345 | 0 | 5.6092 | 16.3133 | 12 | 900 | 0 | 72 | 0 | 72 | 1 | 377.8053 | 0 | 16.843 | FALSE
117 | 886307 | 2022-01-04 05:15 | 1641269700 | 1 | 7.8599 | 3.345 | 0 | 5.6299 | 16.27 | 12 | 900 | 0 | 28 | 0 | 28 | 1 | 377.8053 | 0 | 16.8106 | FALSE
118 | 886307 | 2022-01-04 05:30 | 1641270600 | 1 | 7.8806 | 3.345 | 0 | 5.6506 | 16.2133 | 12 | 900 | 0 | 32 | 0 | 32 | 1 | 377.8053 | 0 | 16.7787 | FALSE
119 | 886307 | 2022-01-04 05:45 | 1641271500 | 1 | 7.9014 | 3.345 | 0 | 5.6714 | 16.1833 | 12 | 900 | 0 | 32 | 0 | 32 | 1 | 377.8053 | 0 | 16.747 | FALSE
120 | 886307 | 2022-01-04 06:00 | 1641272400 | 1 | 7.9221 | 3.345 | 0 | 5.6921 | 16.1733 | 12 | 900 | 0 | 28 | 0 | 28 | 1 | 377.8053 | 0 | 16.7153 | FALSE
121 | 886307 | 2022-01-04 06:15 | 1641273300 | 1 | 7.9265 | 3.5301 | 0 | 5.5731 | 16.13 | 12 | 900 | 0 | 32 | 0 | 32 | 1 | 377.8053 | 0 | 16.6835 | FALSE
122 | 886307 | 2022-01-04 06:30 | 1641274200 | 1 | 7.9308 | 3.7152 | 0 | 5.454 | 16.08 | 12 | 900 | 0 | 28 | 0 | 28 | 1 | 377.8053 | 0 | 16.6511 | FALSE
123 | 886307 | 2022-01-04 06:45 | 1641275100 | 1 | 7.9352 | 3.9002 | 0 | 5.335 | 16.0367 | 12 | 900 | 0 | 32 | 0 | 32 | 1 | 377.8053 | 0 | 16.6185 | FALSE
124 | 886307 | 2022-01-04 07:00 | 1641276000 | 1 | 7.9395 | 4.0853 | 0 | 5.216 | 16.04 | 12 | 900 | 2198.125 | 92 | 0 | 92 | 1 | 377.8053 | 1820.3197 | 16.6783 | FALSE
125 | 886307 | 2022-01-04 07:15 | 1641276900 | 1 | 7.8654 | 4.064 | 0 | 5.1561 | 15.9833 | 16.5 | 900 | 2198.125 | 704 | 0 | 704 | 1 | 377.8053 | 1820.3197 | 16.7686 | FALSE
126 | 886307 | 2022-01-04 07:30 | 1641277800 | 1 | 7.7913 | 4.0427 | 0 | 5.0962 | 16.135 | 16.5 | 900 | 2198.125 | 120 | 0 | 120 | 1 | 377.8053 | 1820.3197 | 16.8287 | FALSE
127 | 886307 | 2022-01-04 07:45 | 1641278700 | 1 | 7.7172 | 4.0213 | 0 | 5.0363 | 16.6467 | 16.5 | 900 | 2198.125 | 40 | 0 | 40 | 1 | 377.8053 | 1820.3197 | 16.8842 | FALSE
128 | 886307 | 2022-01-04 08:00 | 1641279600 | 1 | 7.643 | 4 | 0 | 4.9764 | 16.7233 | 16.5 | 900 | 244.2361 | 40 | 0 | 40 | 1 | 377.8053 | 0 | 16.8495 | FALSE
129 | 886307 | 2022-01-04 08:15 | 1641280500 | 1 | 7.6489 | 4.0213 | 1.782 | 4.968 | 16.69 | 16.5 | 900 | 244.2361 | 32 | 0 | 32 | 1 | 377.8053 | 0 | 16.8153 | FALSE
130 | 886307 | 2022-01-04 08:30 | 1641281400 | 1 | 7.6547 | 4.0427 | 3.5639 | 4.9596 | 16.6133 | 16.5 | 900 | 244.2361 | 76 | 0 | 76 | 1 | 377.8053 | 0 | 16.7841 | FALSE
131 | 886307 | 2022-01-04 08:45 | 1641282300 | 1 | 7.6605 | 4.064 | 5.3459 | 4.9512 | 16.6067 | 16.5 | 900 | 244.2361 | 56 | 0 | 56 | 1 | 377.8053 | 0 | 16.7528 | FALSE
132 | 886307 | 2022-01-04 09:00 | 1641283200 | 1 | 7.6663 | 4.0853 | 7.1278 | 4.9428 | 16.6533 | 16.5 | 900 | 283.3139 | 104 | 0 | 104 | 1 | 377.8053 | 0 | 16.7247 | FALSE
133 | 886307 | 2022-01-04 09:15 | 1641284100 | 1 | 7.7272 | 4.1842 | 13.8945 | 4.9377 | 16.625 | 16.5 | 900 | 283.3139 | 124 | 0 | 124 | 1 | 377.8053 | 0 | 16.7006 | FALSE
134 | 886307 | 2022-01-04 09:30 | 1641285000 | 1 | 7.788 | 4.283 | 20.6612 | 4.9327 | 16.525 | 16.5 | 900 | 283.3139 | 92 | 0 | 92 | 1 | 377.8053 | 0 | 16.6776 | FALSE
135 | 886307 | 2022-01-04 09:45 | 1641285900 | 1 | 7.8489 | 4.3819 | 27.4279 | 4.9276 | 16.4767 | 16.5 | 900 | 283.3139 | 116 | 0 | 116 | 1 | 377.8053 | 0 | 16.6588 | FALSE
136 | 886307 | 2022-01-04 10:00 | 1641286800 | 1 | 7.9097 | 4.4807 | 34.1945 | 4.9226 | 16.4467 | 16.5 | 900 | 566.6278 | 112 | 0 | 112 | 1 | 377.8053 | 188.8224 | 16.6519 | FALSE
137 | 886307 | 2022-01-04 10:15 | 1641287700 | 1 | 7.852 | 4.6105 | 39.508 | 4.7784 | 16.5233 | 16.5 | 900 | 566.6278 | 108 | 0 | 108 | 1 | 377.8053 | 188.8224 | 16.6464 | FALSE
138 | 886307 | 2022-01-04 10:30 | 1641288600 | 1 | 7.7944 | 4.7403 | 44.8214 | 4.6341 | 16.6417 | 16.5 | 900 | 566.6278 | 408 | 0 | 408 | 1 | 377.8053 | 188.8224 | 16.6577 | FALSE
139 | 886307 | 2022-01-04 10:45 | 1641289500 | 1 | 7.7367 | 4.8702 | 50.1348 | 4.4899 | 16.66 | 16.5 | 900 | 566.6278 | 48 | 0 | 48 | 1 | 377.8053 | 188.8224 | 16.6523 | FALSE
140 | 886307 | 2022-01-04 11:00 | 1641290400 | 1 | 7.679 | 5 | 55.4483 | 4.3457 | 16.6033 | 16 | 900 | 0 | 28 | 0 | 28 | 1 | 377.8053 | 0 | 16.6381 | FALSE
141 | 886307 | 2022-01-04 11:15 | 1641291300 | 1 | 7.3234 | 4.8798 | 55.2062 | 4.0702 | 16.5933 | 16 | 900 | 0 | 28 | 0 | 28 | 1 | 377.8053 | 0 | 16.6228 | FALSE
142 | 886307 | 2022-01-04 11:30 | 1641292200 | 1 | 6.9678 | 4.7597 | 54.964 | 3.7947 | 16.54 | 16 | 900 | 0 | 116 | 0 | 116 | 1 | 377.8053 | 0 | 16.6107 | FALSE
143 | 886307 | 2022-01-04 11:45 | 1641293100 | 1 | 6.6122 | 4.6395 | 54.7219 | 3.5192 | 16.4167 | 16 | 900 | 0 | 84 | 0 | 84 | 1 | 377.8053 | 0 | 16.5959 | FALSE
144 | 886307 | 2022-01-04 12:00 | 1641294000 | 1 | 6.2566 | 4.5193 | 54.4798 | 3.2437 | 16.38 | 16 | 900 | 283.3139 | 28 | 0 | 28 | 1 | 377.8053 | 0 | 16.5769 | FALSE
145 | 886307 | 2022-01-04 12:15 | 1641294900 | 1 | 6.0433 | 4.3895 | 54.6221 | 3.117 | 16.3067 | 16 | 900 | 283.3139 | 36 | 0 | 36 | 1 | 377.8053 | 0 | 16.558 | FALSE
146 | 886307 | 2022-01-04 12:30 | 1641295800 | 1 | 5.83 | 4.2597 | 54.7643 | 2.9903 | 16.2733 | 16 | 900 | 283.3139 | 244 | 0 | 244 | 1 | 377.8053 | 0 | 16.5493 | FALSE
147 | 886307 | 2022-01-04 12:45 | 1641296700 | 1 | 5.6168 | 4.1298 | 54.9066 | 2.8635 | 16.2333 | 16 | 900 | 283.3139 | 32 | 0 | 32 | 1 | 377.8053 | 0 | 16.5293 | FALSE
148 | 886307 | 2022-01-04 13:00 | 1641297600 | 1 | 5.4035 | 4 | 55.0488 | 2.7368 | 16.22 | 16 | 900 | 127.0028 | 28 | 0 | 28 | 1 | 377.8053 | 0 | 16.5088 | FALSE
149 | 886307 | 2022-01-04 13:15 | 1641298500 | 1 | 5.397 | 3.8149 | 54.9171 | 2.8537 | 16.215 | 16 | 900 | 127.0028 | 64 | 0 | 64 | 1 | 377.8053 | 0 | 16.4906 | FALSE
150 | 886307 | 2022-01-04 13:30 | 1641299400 | 1 | 5.3905 | 3.6298 | 54.7853 | 2.9706 | 16.295 | 16 | 900 | 127.0028 | 112 | 0 | 112 | 1 | 377.8053 | 0 | 16.4753 | FALSE
151 | 886307 | 2022-01-04 13:45 | 1641300300 | 1 | 5.384 | 3.4447 | 54.6535 | 3.0875 | 16.3167 | 16 | 900 | 127.0028 | 52 | 0 | 52 | 1 | 377.8053 | 0 | 16.4576 | FALSE
152 | 886307 | 2022-01-04 14:00 | 1641301200 | 1 | 5.3775 | 3.2597 | 54.5217 | 3.2044 | 16.3033 | 16 | 900 | 615.475 | 224 | 0 | 224 | 1 | 377.8053 | 237.6697 | 16.4607 | FALSE
153 | 886307 | 2022-01-04 14:15 | 1641302100 | 1 | 5.3133 | 3.0097 | 50.3283 | 3.3069 | 16.3 | 16 | 900 | 615.475 | 40 | 0 | 40 | 1 | 377.8053 | 237.6697 | 16.4532 | FALSE
154 | 886307 | 2022-01-04 14:30 | 1641303000 | 1 | 5.249 | 2.7597 | 46.1348 | 3.4093 | 16.2533 | 16 | 900 | 615.475 | 116 | 0 | 116 | 1 | 377.8053 | 237.6697 | 16.4484 | FALSE
155 | 886307 | 2022-01-04 14:45 | 1641303900 | 1 | 5.1848 | 2.5097 | 41.9413 | 3.5117 | 16.18 | 16 | 900 | 615.475 | 112 | 0 | 112 | 1 | 377.8053 | 237.6697 | 16.442 | FALSE
156 | 886307 | 2022-01-04 15:00 | 1641304800 | 1 | 5.1206 | 2.2597 | 37.7478 | 3.6141 | 16.4233 | 17.5 | 900 | 2041.8139 | 420 | 0 | 420 | 1 | 377.8053 | 1664.0085 | 16.5203 | FALSE
157 | 886307 | 2022-01-04 15:15 | 1641305700 | 1 | 5.0304 | 2.2161 | 30.1546 | 3.553 | 17.7717 | 17.5 | 900 | 2041.8139 | 32 | 0 | 32 | 1 | 377.8053 | 1664.0085 | 16.5751 | FALSE
158 | 886307 | 2022-01-04 15:30 | 1641306600 | 1 | 4.9401 | 2.1725 | 22.5614 | 3.4918 | 18.2667 | 17.5 | 900 | 2041.8139 | 324 | 0 | 324 | 1 | 377.8053 | 1664.0085 | 16.6412 | FALSE
159 | 886307 | 2022-01-04 15:45 | 1641307500 | 1 | 4.8499 | 2.1289 | 14.9682 | 3.4307 | 18.02 | 17.5 | 900 | 2041.8139 | 232 | 0 | 232 | 1 | 377.8053 | 1664.0085 | 16.6989 | FALSE
160 | 886307 | 2022-01-04 16:00 | 1641308400 | 1 | 4.7597 | 2.0853 | 7.375 | 3.3695 | 17.6811 | 17.5 | 900 | 879.25 | 144 | 0 | 144 | 1 | 377.8053 | 501.4447 | 16.6913 | FALSE
161 | 886307 | 2022-01-04 16:15 | 1641309300 | 1 | 4.7793 | 2.0853 | 5.5313 | 3.3891 | 17.5156 | 17.5 | 900 | 879.25 | 116 | 0 | 116 | 1 | 377.8053 | 501.4447 | 16.6816 | FALSE
162 | 886307 | 2022-01-04 16:30 | 1641310200 | 1 | 4.7989 | 2.0853 | 3.6875 | 3.4086 | 17.35 | 17.5 | 900 | 879.25 | 128 | 0 | 128 | 1 | 377.8053 | 501.4447 | 16.6719 | FALSE
163 | 886307 | 2022-01-04 16:45 | 1641311100 | 1 | 4.8184 | 2.0853 | 1.8438 | 3.4282 | 17.51 | 17.5 | 900 | 879.25 | 132 | 0 | 132 | 1 | 377.8053 | 501.4447 | 16.6618 | FALSE
164 | 886307 | 2022-01-04 17:00 | 1641312000 | 1 | 4.838 | 2.0853 | 0 | 3.4478 | 17.565 | 17.5 | 900 | 3272.7639 | 148 | 0 | 148 | 1 | 377.8053 | 2894.9585 | 16.7697 | FALSE
165 | 886307 | 2022-01-04 17:15 | 1641312900 | 1 | 4.7677 | 2.1502 | 0 | 3.3342 | 17.59 | 17.8333 | 900 | 3272.7639 | 132 | 0 | 132 | 1 | 377.8053 | 2894.9585 | 16.8759 | FALSE
166 | 886307 | 2022-01-04 17:30 | 1641313800 | 1 | 4.6975 | 2.2152 | 0 | 3.2207 | 17.6767 | 18 | 900 | 3272.7639 | 128 | 0 | 128 | 1 | 377.8053 | 2894.9585 | 16.981 | FALSE
167 | 886307 | 2022-01-04 17:45 | 1641314700 | 1 | 4.6272 | 2.2801 | 0 | 3.1072 | 17.8 | 18 | 900 | 3272.7639 | 1196 | 0 | 1196 | 1 | 377.8053 | 2894.9585 | 17.1394 | FALSE
168 | 886307 | 2022-01-04 18:00 | 1641315600 | 1 | 4.557 | 2.345 | 0 | 2.9936 | 17.72 | 18 | 900 | 2491.2083 | 1048 | 0 | 1048 | 1 | 377.8053 | 2113.403 | 17.2507 | FALSE
169 | 886307 | 2022-01-04 18:15 | 1641316500 | 1 | 4.5363 | 2.3876 | 0 | 2.9446 | 17.9333 | 18 | 900 | 2491.2083 | 76 | 0 | 76 | 1 | 377.8053 | 2113.403 | 17.3119 | FALSE
170 | 886307 | 2022-01-04 18:30 | 1641317400 | 1 | 4.5157 | 2.4303 | 0 | 2.8955 | 18.1567 | 18 | 900 | 2491.2083 | 40 | 0 | 40 | 1 | 377.8053 | 2113.403 | 17.3708 | FALSE
171 | 886307 | 2022-01-04 18:45 | 1641318300 | 1 | 4.495 | 2.473 | 0 | 2.8464 | 18.35 | 18 | 900 | 2491.2083 | 60 | 0 | 60 | 1 | 377.8053 | 2113.403 | 17.4302 | FALSE
172 | 886307 | 2022-01-04 19:00 | 1641319200 | 1 | 4.4744 | 2.5156 | 0 | 2.7973 | 18.37 | 18 | 900 | 214.9278 | 60 | 0 | 60 | 1 | 377.8053 | 0 | 17.3851 | FALSE
173 | 886307 | 2022-01-04 19:15 | 1641320100 | 1 | 4.3788 | 2.6581 | 0 | 2.6067 | 18.29 | 18 | 900 | 214.9278 | 56 | 0 | 56 | 1 | 377.8053 | 0 | 17.3392 | FALSE
174 | 886307 | 2022-01-04 19:30 | 1641321000 | 1 | 4.2831 | 2.8005 | 0 | 2.4161 | 18.2244 | 18 | 900 | 214.9278 | 76 | 0 | 76 | 1 | 377.8053 | 0 | 17.2937 | FALSE
175 | 886307 | 2022-01-04 19:45 | 1641321900 | 1 | 4.1875 | 2.9429 | 0 | 2.2255 | 18.2422 | 18 | 900 | 214.9278 | 152 | 0 | 152 | 1 | 377.8053 | 0 | 17.2515 | FALSE
176 | 886307 | 2022-01-04 20:00 | 1641322800 | 1 | 4.0918 | 3.0853 | 0 | 2.0349 | 18.24 | 18.1667 | 900 | 1270.0278 | 220 | 0 | 220 | 1 | 377.8053 | 892.2224 | 17.256 | FALSE
177 | 886307 | 2022-01-04 20:15 | 1641323700 | 1 | 4.0319 | 3.2491 | 0 | 1.8658 | 18.4633 | 18.5 | 900 | 1270.0278 | 144 | 0 | 144 | 1 | 377.8053 | 892.2224 | 17.256 | FALSE
178 | 886307 | 2022-01-04 20:30 | 1641324600 | 1 | 3.9719 | 3.4128 | 0 | 1.6967 | 18.585 | 18.5 | 900 | 1270.0278 | 116 | 0 | 116 | 1 | 377.8053 | 892.2224 | 17.2538 | FALSE
179 | 886307 | 2022-01-04 20:45 | 1641325500 | 1 | 3.9119 | 3.5766 | 0 | 1.5275 | 18.4383 | 18.5 | 900 | 1270.0278 | 340 | 0 | 340 | 1 | 377.8053 | 892.2224 | 17.2623 | FALSE
180 | 886307 | 2022-01-04 21:00 | 1641326400 | 1 | 3.8519 | 3.7403 | 0 | 1.3584 | 18.38 | 18.5 | 900 | 625.2444 | 116 | 0 | 116 | 1 | 377.8053 | 247.4391 | 17.2269 | FALSE
181 | 886307 | 2022-01-04 21:15 | 1641327300 | 1 | 3.6925 | 3.5553 | 0 | 1.3223 | 18.4533 | 18.5 | 900 | 625.2444 | 120 | 0 | 120 | 1 | 377.8053 | 247.4391 | 17.1917 | FALSE
182 | 886307 | 2022-01-04 21:30 | 1641328200 | 1 | 3.5331 | 3.3702 | 0 | 1.2863 | 18.5667 | 18.5 | 900 | 625.2444 | 112 | 0 | 112 | 1 | 377.8053 | 247.4391 | 17.1561 | FALSE
183 | 886307 | 2022-01-04 21:45 | 1641329100 | 1 | 3.3737 | 3.1851 | 0 | 1.2503 | 18.45 | 18.5 | 900 | 625.2444 | 376 | 0 | 376 | 1 | 377.8053 | 247.4391 | 17.1339 | FALSE
184 | 886307 | 2022-01-04 22:00 | 1641330000 | 1 | 3.2142 | 3 | 0 | 1.2142 | 18.34 | 18.5 | 900 | 459.1639 | 156 | 0 | 156 | 1 | 377.8053 | 81.3585 | 17.0922 | FALSE
185 | 886307 | 2022-01-04 22:15 | 1641330900 | 1 | 3.2245 | 3.0862 | 0 | 1.167 | 18.4867 | 12.5 | 900 | 459.1639 | 192 | 0 | 192 | 1 | 377.8053 | 81.3585 | 17.0524 | FALSE
186 | 886307 | 2022-01-04 22:30 | 1641331800 | 1 | 3.2348 | 3.1725 | 0 | 1.1198 | 18.39 | 12.5 | 900 | 459.1639 | 128 | 0 | 128 | 1 | 377.8053 | 81.3585 | 17.0093 | FALSE
187 | 886307 | 2022-01-04 22:45 | 1641332700 | 1 | 3.2451 | 3.2587 | 0 | 1.0726 | 18.2256 | 12.5 | 900 | 459.1639 | 264 | 0 | 264 | 1 | 377.8053 | 81.3585 | 16.9731 | FALSE
188 | 886307 | 2022-01-04 23:00 | 1641333600 | 1 | 3.2554 | 3.345 | 0 | 1.0254 | 17.9744 | 12.5 | 900 | 0 | 48 | 0 | 48 | 1 | 377.8053 | 0 | 16.9219 | FALSE
189 | 886307 | 2022-01-04 23:15 | 1641334500 | 1 | 2.9759 | 3.4225 | 0 | 0.6942 | 17.7389 | 12.5 | 900 | 0 | 28 | 0 | 28 | 1 | 377.8053 | 0 | 16.8685 | FALSE
190 | 886307 | 2022-01-04 23:30 | 1641335400 | 1 | 2.6963 | 3.5 | 0 | 0.36297 | 17.5628 | 12.5 | 900 | 0 | 32 | 0 | 32 | 1 | 377.8053 | 0 | 16.8141 | FALSE
191 | 886307 | 2022-01-04 23:45 | 1641336300 | 1 | 2.4167 | 3.5775 | 0 | 0.031739 | 17.4233 | 12.5 | 900 | 0 | 28 | 0 | 28 | 1 | 377.8053 | 0 | 16.7584 | FALSE
192 | 886307 | 2022-01-05 | 1641337200 | 1 | 2.1372 | 3.655 | 0 | -0.29949 | 17.2667 | 12.5 | 900 | 0 | 32 | 0 | 32 | 1 | 377.8053 | 0 | 16.7017 | FALSE
193 | 886307 | 2022-01-05 00:15 | 1641338100 | 1 | 2.2619 | 3.8275 | 0 | -0.28976 | 17.115 | 12.5 | 900 | 0 | 28 | 0 | 28 | 1 | 377.8053 | 0 | 16.645 | FALSE
194 | 886307 | 2022-01-05 00:30 | 1641339000 | 1 | 2.3866 | 4 | 0 | -0.28003 | 17.02 | 12.5 | 900 | 0 | 112 | 0 | 112 | 1 | 377.8053 | 0 | 16.5929 | FALSE
195 | 886307 | 2022-01-05 00:45 | 1641339900 | 1 | 2.5114 | 4.1725 | 0 | -0.2703 | 16.8933 | 12.5 | 900 | 0 | 80 | 0 | 80 | 1 | 377.8053 | 0 | 16.5395 | FALSE
196 | 886307 | 2022-01-05 01:00 | 1641340800 | 1 | 2.6361 | 4.345 | 0 | -0.26057 | 16.7867 | 12.5 | 900 | 0 | 32 | 0 | 32 | 1 | 377.8053 | 0 | 16.4839 | FALSE
197 | 886307 | 2022-01-05 01:15 | 1641341700 | 1 | 2.5884 | 4.5087 | 0 | -0.41742 | 16.6733 | 12.5 | 900 | 0 | 32 | 0 | 32 | 1 | 377.8053 | 0 | 16.4278 | FALSE
198 | 886307 | 2022-01-05 01:30 | 1641342600 | 1 | 2.5407 | 4.6725 | 0 | -0.57428 | 16.6167 | 12.5 | 900 | 0 | 28 | 0 | 28 | 1 | 377.8053 | 0 | 16.3712 | FALSE
199 | 886307 | 2022-01-05 01:45 | 1641343500 | 1 | 2.493 | 4.8362 | 0 | -0.73113 | 16.54 | 12.5 | 900 | 0 | 32 | 0 | 32 | 1 | 377.8053 | 0 | 16.3143 | FALSE
200 | 886307 | 2022-01-05 02:00 | 1641344400 | 1 | 2.4454 | 5 | 0 | -0.88798 | 16.4133 | 12.5 | 900 | 0 | 28 | 0 | 28 | 1 | 377.8053 | 0 | 16.2568 | FALSE
201 | 886307 | 2022-01-05 02:15 | 1641345300 | 1 | 2.4454 | 4.9012 | 0 | -0.82208 | 16.37 | 12.5 | 900 | 0 | 32 | 0 | 32 | 1 | 377.8053 | 0 | 16.2 | FALSE
202 | 886307 | 2022-01-05 02:30 | 1641346200 | 1 | 2.4454 | 4.8023 | 0 | -0.75617 | 16.2533 | 12.5 | 900 | 0 | 28 | 0 | 28 | 1 | 377.8053 | 0 | 16.1435 | FALSE
203 | 886307 | 2022-01-05 02:45 | 1641347100 | 1 | 2.4454 | 4.7035 | 0 | -0.69027 | 16.165 | 12.5 | 900 | 0 | 32 | 0 | 32 | 1 | 377.8053 | 0 | 16.0877 | FALSE
204 | 886307 | 2022-01-05 03:00 | 1641348000 | 1 | 2.4454 | 4.6046 | 0 | -0.62437 | 16.0933 | 12.5 | 900 | 0 | 44 | 0 | 44 | 1 | 377.8053 | 0 | 16.0331 | FALSE
205 | 886307 | 2022-01-05 03:15 | 1641348900 | 1 | 2.5478 | 4.876 | 0 | -0.70283 | 16.0183 | 12.5 | 900 | 0 | 112 | 0 | 112 | 1 | 377.8053 | 0 | 15.9818 | FALSE
206 | 886307 | 2022-01-05 03:30 | 1641349800 | 1 | 2.6502 | 5.1473 | 0 | -0.78129 | 15.9767 | 12.5 | 900 | 0 | 68 | 0 | 68 | 1 | 377.8053 | 0 | 15.9282 | FALSE
207 | 886307 | 2022-01-05 03:45 | 1641350700 | 1 | 2.7527 | 5.4186 | 0 | -0.85975 | 15.8667 | 12.5 | 900 | 0 | 28 | 0 | 28 | 1 | 377.8053 | 0 | 15.8724 | FALSE
208 | 886307 | 2022-01-05 04:00 | 1641351600 | 1 | 2.8551 | 5.69 | 0 | -0.93821 | 15.72 | 12.5 | 900 | 0 | 32 | 0 | 32 | 1 | 377.8053 | 0 | 15.8167 | FALSE
209 | 886307 | 2022-01-05 04:15 | 1641352500 | 1 | 2.9552 | 5.8537 | 0 | -0.94729 | 15.55 | 12.5 | 900 | 0 | 28 | 0 | 28 | 1 | 377.8053 | 0 | 15.7611 | FALSE
210 | 886307 | 2022-01-05 04:30 | 1641353400 | 1 | 3.0553 | 6.0175 | 0 | -0.95636 | 15.4133 | 12.5 | 900 | 0 | 32 | 0 | 32 | 1 | 377.8053 | 0 | 15.7058 | FALSE
211 | 886307 | 2022-01-05 04:45 | 1641354300 | 1 | 3.1554 | 6.1812 | 0 | -0.96544 | 15.2867 | 12.5 | 900 | 0 | 28 | 0 | 28 | 1 | 377.8053 | 0 | 15.6505 | FALSE
212 | 886307 | 2022-01-05 05:00 | 1641355200 | 1 | 3.2555 | 6.345 | 0 | -0.97452 | 15.2 | 12.5 | 900 | 0 | 32 | 0 | 32 | 1 | 377.8053 | 0 | 15.5956 | FALSE
213 | 886307 | 2022-01-05 05:15 | 1641356100 | 1 | 3.3775 | 6.595 | 0 | -1.0192 | 15.1417 | 12.5 | 900 | 0 | 32 | 0 | 32 | 1 | 377.8053 | 0 | 15.5408 | FALSE
214 | 886307 | 2022-01-05 05:30 | 1641357000 | 1 | 3.4995 | 6.845 | 0 | -1.0639 | 15.06 | 12.5 | 900 | 0 | 28 | 0 | 28 | 1 | 377.8053 | 0 | 15.4858 | FALSE
215 | 886307 | 2022-01-05 05:45 | 1641357900 | 1 | 3.6214 | 7.095 | 0 | -1.1085 | 14.95 | 12.5 | 900 | 0 | 52 | 0 | 52 | 1 | 377.8053 | 0 | 15.432 | FALSE
216 | 886307 | 2022-01-05 06:00 | 1641358800 | 1 | 3.7434 | 7.345 | 0 | -1.1532 | 14.9033 | 12.5 | 900 | 0 | 116 | 0 | 116 | 1 | 377.8053 | 0 | 15.3816 | FALSE
217 | 886307 | 2022-01-05 06:15 | 1641359700 | 1 | 3.8461 | 7.2675 | 0 | -0.99893 | 14.8467 | 12.5 | 900 | 0 | 56 | 0 | 56 | 1 | 377.8053 | 0 | 15.329 | FALSE
218 | 886307 | 2022-01-05 06:30 | 1641360600 | 1 | 3.9487 | 7.19 | 0 | -0.84465 | 14.765 | 12.5 | 900 | 0 | 32 | 0 | 32 | 1 | 377.8053 | 0 | 15.276 | FALSE
219 | 886307 | 2022-01-05 06:45 | 1641361500 | 1 | 4.0513 | 7.1125 | 0 | -0.69037 | 14.7367 | 12.5 | 900 | 0 | 32 | 0 | 32 | 1 | 377.8053 | 0 | 15.2239 | FALSE
220 | 886307 | 2022-01-05 07:00 | 1641362400 | 1 | 4.1539 | 7.035 | 0 | -0.53608 | 14.65 | 13.6667 | 900 | 4503.7139 | 628 | 0 | 628 | 1 | 377.8053 | 4125.9085 | 15.4061 | FALSE
221 | 886307 | 2022-01-05 07:15 | 1641363300 | 1 | 4.2168 | 7.4487 | 0 | -0.74903 | 14.8367 | 16 | 900 | 4503.7139 | 116 | 0 | 116 | 1 | 377.8053 | 4125.9085 | 15.5607 | FALSE
222 | 886307 | 2022-01-05 07:30 | 1641364200 | 1 | 4.2797 | 7.8625 | 0 | -0.96197 | 15.8233 | 16 | 900 | 4503.7139 | 40 | 0 | 40 | 1 | 377.8053 | 4125.9085 | 15.7099 | FALSE
223 | 886307 | 2022-01-05 07:45 | 1641365100 | 1 | 4.3426 | 8.2762 | 0 | -1.1749 | 16.145 | 16.6667 | 900 | 4503.7139 | 104 | 0 | 104 | 1 | 377.8053 | 4125.9085 | 15.8608 | FALSE
224 | 886307 | 2022-01-05 08:00 | 1641366000 | 1 | 4.4054 | 8.69 | 0 | -1.3879 | 16.68 | 17 | 900 | 781.5556 | 72 | 0 | 72 | 1 | 377.8053 | 403.7502 | 15.8253 | FALSE
225 | 886307 | 2022-01-05 08:15 | 1641366900 | 1 | 4.5193 | 8.6686 | 2.0241 | -1.2598 | 17.4533 | 17 | 900 | 781.5556 | 80 | 0 | 80 | 1 | 377.8053 | 403.7502 | 15.7916 | FALSE
226 | 886307 | 2022-01-05 08:30 | 1641367800 | 1 | 4.6332 | 8.6473 | 4.0482 | -1.1317 | 17.5333 | 17 | 900 | 781.5556 | 154 | 0 | 154 | 1 | 377.8053 | 403.7502 | 15.7632 | FALSE
227 | 886307 | 2022-01-05 08:45 | 1641368700 | 1 | 4.747 | 8.626 | 6.0722 | -1.0036 | 17.1767 | 17 | 900 | 781.5556 | 134 | 0 | 134 | 1 | 377.8053 | 403.7502 | 15.7353 | FALSE
228 | 886307 | 2022-01-05 09:00 | 1641369600 | 1 | 4.8609 | 8.6046 | 8.0963 | -0.87555 | 16.9367 | 17 | 900 | 1338.4139 | 76 | 0 | 76 | 1 | 377.8053 | 960.6085 | 15.7334 | FALSE
229 | 886307 | 2022-01-05 09:15 | 1641370500 | 1 | 5.1388 | 8.5184 | 15.6703 | -0.54015 | 16.885 | 17 | 900 | 1338.4139 | 72 | 0 | 72 | 1 | 377.8053 | 960.6085 | 15.7358 | FALSE
230 | 886307 | 2022-01-05 09:30 | 1641371400 | 1 | 5.4167 | 8.4321 | 23.2443 | -0.20475 | 17.2133 | 17 | 900 | 1338.4139 | 48 | 0 | 48 | 1 | 377.8053 | 960.6085 | 15.7414 | FALSE
231 | 886307 | 2022-01-05 09:45 | 1641372300 | 1 | 5.6946 | 8.3459 | 30.8183 | 0.13065 | 17.115 | 17 | 900 | 1338.4139 | 48 | 0 | 48 | 1 | 377.8053 | 960.6085 | 15.7516 | FALSE
232 | 886307 | 2022-01-05 10:00 | 1641373200 | 1 | 5.9725 | 8.2597 | 38.3924 | 0.46606 | 16.9433 | 17.6667 | 900 | 2354.4361 | 60 | 0 | 60 | 1 | 377.8053 | 1976.6308 | 15.817 | FALSE
233 | 886307 | 2022-01-05 10:15 | 1641374100 | 1 | 5.9267 | 8.2597 | 47.9368 | 0.42023 | 17.3167 | 18 | 900 | 2354.4361 | 64 | 0 | 64 | 1 | 377.8053 | 1976.6308 | 15.8859 | FALSE
234 | 886307 | 2022-01-05 10:30 | 1641375000 | 1 | 5.8808 | 8.2597 | 57.4813 | 0.3744 | 18.11 | 18 | 900 | 2354.4361 | 116 | 0 | 116 | 1 | 377.8053 | 1976.6308 | 15.961 | FALSE
235 | 886307 | 2022-01-05 10:45 | 1641375900 | 1 | 5.835 | 8.2597 | 67.0257 | 0.32858 | 18.31 | 17.3333 | 900 | 2354.4361 | 284 | 0 | 284 | 1 | 377.8053 | 1976.6308 | 16.048 | FALSE
236 | 886307 | 2022-01-05 11:00 | 1641376800 | 1 | 5.7892 | 8.2597 | 76.5702 | 0.28275 | 17.8367 | 17 | 900 | 830.4028 | 76 | 0 | 76 | 1 | 377.8053 | 452.5974 | 16.0528 | FALSE
237 | 886307 | 2022-01-05 11:15 | 1641377700 | 1 | 5.9475 | 7.9321 | 83.8033 | 0.65942 | 17.4567 | 17 | 900 | 830.4028 | 128 | 0 | 128 | 1 | 377.8053 | 452.5974 | 16.0647 | FALSE
238 | 886307 | 2022-01-05 11:30 | 1641378600 | 1 | 6.1059 | 7.6046 | 91.0365 | 1.0361 | 17.1167 | 17 | 900 | 830.4028 | 56 | 0 | 56 | 1 | 377.8053 | 452.5974 | 16.0775 | FALSE
239 | 886307 | 2022-01-05 11:45 | 1641379500 | 1 | 6.2642 | 7.2771 | 98.2696 | 1.4128 | 17.0933 | 17 | 900 | 830.4028 | 60 | 0 | 60 | 1 | 377.8053 | 452.5974 | 16.095 | FALSE
240 | 886307 | 2022-01-05 12:00 | 1641380400 | 1 | 6.4225 | 6.9496 | 105.5028 | 1.7894 | 16.9667 | 17 | 900 | 2256.7417 | 76 | 0 | 76 | 1 | 377.8053 | 1878.9363 | 16.1881 | FALSE
241 | 886307 | 2022-01-05 12:15 | 1641381300 | 1 | 6.4688 | 6.9496 | 104.3105 | 1.8358 | 16.8267 | 17 | 900 | 2256.7417 | 76 | 0 | 76 | 1 | 377.8053 | 1878.9363 | 16.2804 | FALSE
242 | 886307 | 2022-01-05 12:30 | 1641382200 | 1 | 6.5152 | 6.9496 | 103.1182 | 1.8821 | 16.8578 | 17.6667 | 900 | 2256.7417 | 276 | 0 | 276 | 1 | 377.8053 | 1878.9363 | 16.3823 | FALSE
243 | 886307 | 2022-01-05 12:45 | 1641383100 | 1 | 6.5615 | 6.9496 | 101.9259 | 1.9284 | 17.2489 | 18 | 900 | 2256.7417 | 70 | 0 | 70 | 1 | 377.8053 | 1878.9363 | 16.4729 | FALSE
244 | 886307 | 2022-01-05 13:00 | 1641384000 | 1 | 6.6078 | 6.9496 | 100.7336 | 1.9747 | 17.58 | 18 | 900 | 2813.6 | 130 | 0 | 130 | 1 | 377.8053 | 2435.7947 | 16.5934 | FALSE
245 | 886307 | 2022-01-05 13:15 | 1641384900 | 1 | 6.6719 | 6.6347 | 91.5388 | 2.2488 | 17.6133 | 18 | 900 | 2813.6 | 140 | 0 | 140 | 1 | 377.8053 | 2435.7947 | 16.7112 | FALSE
246 | 886307 | 2022-01-05 13:30 | 1641385800 | 1 | 6.7361 | 6.3198 | 82.344 | 2.5229 | 17.93 | 18 | 900 | 2813.6 | 92 | 0 | 92 | 1 | 377.8053 | 2435.7947 | 16.8234 | FALSE
247 | 886307 | 2022-01-05 13:45 | 1641386700 | 1 | 6.8002 | 6.0049 | 73.1493 | 2.7969 | 18.0133 | 17.3333 | 900 | 2813.6 | 80 | 0 | 80 | 1 | 377.8053 | 2435.7947 | 16.932 | FALSE
248 | 886307 | 2022-01-05 14:00 | 1641387600 | 1 | 6.8643 | 5.69 | 63.9545 | 3.071 | 18.4267 | 16 | 900 | 48.8472 | 296 | 0 | 296 | 1 | 377.8053 | 0 | 16.9284 | FALSE
249 | 886307 | 2022-01-05 14:15 | 1641388500 | 1 | 6.8448 | 5.6686 | 59.8093 | 3.0657 | 18.345 | 16 | 900 | 48.8472 | 124 | 0 | 124 | 1 | 377.8053 | 0 | 16.9144 | FALSE
250 | 886307 | 2022-01-05 14:30 | 1641389400 | 1 | 6.8252 | 5.6473 | 55.664 | 3.0603 | 18.0633 | 16 | 900 | 48.8472 | 108 | 0 | 108 | 1 | 377.8053 | 0 | 16.8979 | FALSE
251 | 886307 | 2022-01-05 14:45 | 1641390300 | 1 | 6.8056 | 5.626 | 51.5188 | 3.055 | 17.7017 | 16 | 900 | 48.8472 | 104 | 0 | 104 | 1 | 377.8053 | 0 | 16.8796 | FALSE
252 | 886307 | 2022-01-05 15:00 | 1641391200 | 1 | 6.7861 | 5.6046 | 47.3735 | 3.0496 | 17.4867 | 16 | 900 | 58.6167 | 104 | 0 | 104 | 1 | 377.8053 | 0 | 16.8596 | FALSE
253 | 886307 | 2022-01-05 15:15 | 1641392100 | 1 | 6.6632 | 5.6046 | 36.9783 | 2.9268 | 17.3333 | 16 | 900 | 58.6167 | 164 | 0 | 164 | 1 | 377.8053 | 0 | 16.8379 | FALSE
254 | 886307 | 2022-01-05 15:30 | 1641393000 | 1 | 6.5403 | 5.6046 | 26.5831 | 2.8039 | 17.1667 | 16 | 900 | 58.6167 | 376 | 0 | 376 | 1 | 377.8053 | 0 | 16.8224 | FALSE
255 | 886307 | 2022-01-05 15:45 | 1641393900 | 1 | 6.4175 | 5.6046 | 16.1878 | 2.681 | 17.0167 | 16 | 900 | 58.6167 | 80 | 0 | 80 | 1 | 377.8053 | 0 | 16.787 | FALSE
256 | 886307 | 2022-01-05 16:00 | 1641394800 | 1 | 6.2946 | 5.6046 | 5.7926 | 2.5582 | 16.95 | 16 | 900 | 1807.3472 | 280 | 0 | 280 | 1 | 377.8053 | 1429.5419 | 16.8276 | FALSE
257 | 886307 | 2022-01-05 16:15 | 1641395700 | 1 | 6.2057 | 5.4196 | 4.3444 | 2.5927 | 16.9883 | 17.5 | 900 | 1807.3472 | 136 | 0 | 136 | 1 | 377.8053 | 1429.5419 | 16.8602 | FALSE
258 | 886307 | 2022-01-05 16:30 | 1641396600 | 1 | 6.1169 | 5.2345 | 2.8963 | 2.6272 | 17.6367 | 17.5 | 900 | 1807.3472 | 128 | 0 | 128 | 1 | 377.8053 | 1429.5419 | 16.8919 | FALSE
259 | 886307 | 2022-01-05 16:45 | 1641397500 | 1 | 6.028 | 5.0494 | 1.4481 | 2.6618 | 18.04 | 17.5 | 900 | 1807.3472 | 128 | 0 | 128 | 1 | 377.8053 | 1429.5419 | 16.9229 | FALSE
260 | 886307 | 2022-01-05 17:00 | 1641398400 | 1 | 5.9392 | 4.8643 | 0 | 2.6963 | 17.82 | 17.5 | 900 | 2461.9 | 108 | 0 | 108 | 1 | 377.8053 | 2084.0947 | 16.9847 | FALSE
261 | 886307 | 2022-01-05 17:15 | 1641399300 | 1 | 5.8121 | 4.7994 | 0 | 2.6125 | 17.64 | 17.5 | 900 | 2461.9 | 76 | 0 | 76 | 1 | 377.8053 | 2084.0947 | 17.0441 | FALSE
262 | 886307 | 2022-01-05 17:30 | 1641400200 | 1 | 5.6851 | 4.7345 | 0 | 2.5288 | 17.42 | 17.5 | 900 | 2461.9 | 128 | 0 | 128 | 1 | 377.8053 | 2084.0947 | 17.1057 | FALSE
263 | 886307 | 2022-01-05 17:45 | 1641401100 | 1 | 5.558 | 4.6696 | 0 | 2.445 | 17.5133 | 18 | 900 | 2461.9 | 144 | 0 | 144 | 1 | 377.8053 | 2084.0947 | 17.1674 | FALSE
264 | 886307 | 2022-01-05 18:00 | 1641402000 | 1 | 5.431 | 4.6046 | 0 | 2.3612 | 17.85 | 18 | 900 | 2237.2028 | 236 | 0 | 236 | 1 | 377.8053 | 1859.3974 | 17.2221 | FALSE
265 | 886307 | 2022-01-05 18:15 | 1641402900 | 1 | 5.3698 | 4.5833 | 0 | 2.3142 | 17.8233 | 18 | 900 | 2237.2028 | 44 | 0 | 44 | 1 | 377.8053 | 1859.3974 | 17.2666 | FALSE
266 | 886307 | 2022-01-05 18:30 | 1641403800 | 1 | 5.3085 | 4.562 | 0 | 2.2672 | 17.8267 | 18 | 900 | 2237.2028 | 64 | 0 | 64 | 1 | 377.8053 | 1859.3974 | 17.3118 | FALSE
267 | 886307 | 2022-01-05 18:45 | 1641404700 | 1 | 5.2473 | 4.5406 | 0 | 2.2202 | 17.855 | 18 | 900 | 2237.2028 | 52 | 0 | 52 | 1 | 377.8053 | 1859.3974 | 17.356 | FALSE
268 | 886307 | 2022-01-05 19:00 | 1641405600 | 1 | 5.1861 | 4.5193 | 0 | 2.1732 | 18 | 18 | 900 | 791.325 | 108 | 0 | 108 | 1 | 377.8053 | 413.5197 | 17.3314 | FALSE
269 | 886307 | 2022-01-05 19:15 | 1641406500 | 1 | 4.9637 | 4.3769 | 0 | 2.0458 | 18.4867 | 18 | 900 | 791.325 | 92 | 0 | 92 | 1 | 377.8053 | 413.5197 | 17.3055 | FALSE
270 | 886307 | 2022-01-05 19:30 | 1641407400 | 1 | 4.7413 | 4.2345 | 0 | 1.9183 | 18.4717 | 18 | 900 | 791.325 | 80 | 0 | 80 | 1 | 377.8053 | 413.5197 | 17.2787 | FALSE
271 | 886307 | 2022-01-05 19:45 | 1641408300 | 1 | 4.5189 | 4.092 | 0 | 1.7909 | 18.235 | 18 | 900 | 791.325 | 164 | 0 | 164 | 1 | 377.8053 | 413.5197 | 17.2556 | FALSE
272 | 886307 | 2022-01-05 20:00 | 1641409200 | 1 | 4.2965 | 3.9496 | 0 | 1.6635 | 18.0933 | 18 | 900 | 820.6333 | 156 | 0 | 156 | 1 | 377.8053 | 442.828 | 17.2332 | FALSE
273 | 886307 | 2022-01-05 20:15 | 1641410100 | 1 | 4.2892 | 4.1134 | 0 | 1.5469 | 17.94 | 18 | 900 | 820.6333 | 120 | 0 | 120 | 1 | 377.8053 | 442.828 | 17.2085 | FALSE
274 | 886307 | 2022-01-05 20:30 | 1641411000 | 1 | 4.2818 | 4.2771 | 0 | 1.4304 | 18.1167 | 18 | 900 | 820.6333 | 116 | 0 | 116 | 1 | 377.8053 | 442.828 | 17.1833 | FALSE
275 | 886307 | 2022-01-05 20:45 | 1641411900 | 1 | 4.2745 | 4.4409 | 0 | 1.3139 | 18.12 | 18 | 900 | 820.6333 | 484 | 0 | 484 | 1 | 377.8053 | 442.828 | 17.1764 | FALSE
276 | 886307 | 2022-01-05 21:00 | 1641412800 | 1 | 4.2671 | 4.6046 | 0 | 1.1973 | 18.0133 | 18 | 900 | 1191.8722 | 124 | 0 | 124 | 1 | 377.8053 | 814.0669 | 17.169 | FALSE
277 | 886307 | 2022-01-05 21:15 | 1641413700 | 1 | 4.2968 | 4.6482 | 0 | 1.198 | 17.93 | 18 | 900 | 1191.8722 | 112 | 0 | 112 | 1 | 377.8053 | 814.0669 | 17.161 | FALSE
278 | 886307 | 2022-01-05 21:30 | 1641414600 | 1 | 4.3266 | 4.6918 | 0 | 1.1987 | 17.8033 | 13.3333 | 900 | 1191.8722 | 304 | 0 | 304 | 1 | 377.8053 | 814.0669 | 17.1628 | FALSE
279 | 886307 | 2022-01-05 21:45 | 1641415500 | 1 | 4.3563 | 4.7354 | 0 | 1.1994 | 17.8067 | 18 | 900 | 1191.8722 | 160 | 0 | 160 | 1 | 377.8053 | 814.0669 | 17.1573 | FALSE
280 | 886307 | 2022-01-05 22:00 | 1641416400 | 1 | 4.3861 | 4.779 | 0 | 1.2001 | 18.2067 | 12 | 900 | 0 | 192 | 0 | 192 | 1 | 377.8053 | 0 | 17.1133 | FALSE
281 | 886307 | 2022-01-05 22:15 | 1641417300 | 1 | 4.2947 | 4.7141 | 0 | 1.152 | 18.125 | 12 | 900 | 0 | 64 | 0 | 64 | 1 | 377.8053 | 0 | 17.0629 | FALSE
282 | 886307 | 2022-01-05 22:30 | 1641418200 | 1 | 4.2033 | 4.6491 | 0 | 1.1039 | 17.8367 | 12 | 900 | 0 | 52 | 0 | 52 | 1 | 377.8053 | 0 | 17.0118 | FALSE
283 | 886307 | 2022-01-05 22:45 | 1641419100 | 1 | 4.1119 | 4.5842 | 0 | 1.0558 | 17.6133 | 12 | 900 | 0 | 32 | 0 | 32 | 1 | 377.8053 | 0 | 16.9597 | FALSE
284 | 886307 | 2022-01-05 23:00 | 1641420000 | 1 | 4.0206 | 4.5193 | 0 | 1.0077 | 17.4467 | 12 | 900 | 0 | 28 | 0 | 28 | 1 | 377.8053 | 0 | 16.9075 | FALSE
285 | 886307 | 2022-01-05 23:15 | 1641420900 | 1 | 4.0116 | 4.3342 | 0 | 1.1222 | 17.2133 | 12 | 900 | 0 | 32 | 0 | 32 | 1 | 377.8053 | 0 | 16.8561 | FALSE
286 | 886307 | 2022-01-05 23:30 | 1641421800 | 1 | 4.0027 | 4.1491 | 0 | 1.2366 | 17.055 | 12 | 900 | 0 | 32 | 0 | 32 | 1 | 377.8053 | 0 | 16.8055 | FALSE
287 | 886307 | 2022-01-05 23:45 | 1641422700 | 1 | 3.9938 | 3.9641 | 0 | 1.3511 | 16.93 | 12 | 900 | 0 | 28 | 0 | 28 | 1 | 377.8053 | 0 | 16.7553 | FALSE
288 | 886307 | 2022-01-06 | 1641423600 | 1 | 3.9849 | 3.779 | 0 | 1.4656 | 16.7867 | 12 | 900 | 0 | 32 | 0 | 32 | 1 | 377.8053 | 0 | 16.706 | FALSE
289 | 886307 | 2022-01-06 00:15 | 1641424500 | 1 | 4.018 | 3.6152 | 0 | 1.6079 | 16.66 | 12 | 900 | 0 | 32 | 0 | 32 | 1 | 377.8053 | 0 | 16.6575 | FALSE
290 | 886307 | 2022-01-06 00:30 | 1641425400 | 1 | 4.0512 | 3.4515 | 0 | 1.7502 | 16.5533 | 12 | 900 | 0 | 40 | 0 | 40 | 1 | 377.8053 | 0 | 16.6103 | FALSE
291 | 886307 | 2022-01-06 00:45 | 1641426300 | 1 | 4.0843 | 3.2877 | 0 | 1.8925 | 16.41 | 12 | 900 | 0 | 112 | 0 | 112 | 1 | 377.8053 | 0 | 16.5675 | FALSE
292 | 886307 | 2022-01-06 01:00 | 1641427200 | 1 | 4.1174 | 3.1239 | 0 | 2.0348 | 16.3133 | 12 | 900 | 0 | 60 | 0 | 60 | 1 | 377.8053 | 0 | 16.5228 | FALSE
293 | 886307 | 2022-01-06 01:15 | 1641428100 | 1 | 4.0454 | 3.1579 | 0 | 1.9402 | 16.24 | 12 | 900 | 0 | 32 | 0 | 32 | 1 | 377.8053 | 0 | 16.4765 | FALSE
294 | 886307 | 2022-01-06 01:30 | 1641429000 | 1 | 3.9734 | 3.1918 | 0 | 1.8456 | 16.12 | 12 | 900 | 0 | 32 | 0 | 32 | 1 | 377.8053 | 0 | 16.43 | FALSE
295 | 886307 | 2022-01-06 01:45 | 1641429900 | 1 | 3.9015 | 3.2257 | 0 | 1.751 | 16.0667 | 12 | 900 | 0 | 30 | 0 | 30 | 1 | 377.8053 | 0 | 16.3832 | FALSE
296 | 886307 | 2022-01-06 02:00 | 1641430800 | 1 | 3.8295 | 3.2597 | 0 | 1.6564 | 15.9506 | 12 | 900 | 0 | 30 | 0 | 30 | 1 | 377.8053 | 0 | 16.3362 | FALSE
297 | 886307 | 2022-01-06 02:15 | 1641431700 | 1 | 3.5551 | 3.2597 | 0 | 1.382 | 15.9011 | 12 | 900 | 0 | 32 | 0 | 32 | 1 | 377.8053 | 0 | 16.2883 | FALSE
298 | 886307 | 2022-01-06 02:30 | 1641432600 | 1 | 3.2808 | 3.2597 | 0 | 1.1077 | 15.8 | 12 | 900 | 0 | 28 | 0 | 28 | 1 | 377.8053 | 0 | 16.2393 | FALSE
299 | 886307 | 2022-01-06 02:45 | 1641433500 | 1 | 3.0065 | 3.2597 | 0 | 0.83337 | 15.735 | 12 | 900 | 0 | 32 | 0 | 32 | 1 | 377.8053 | 0 | 16.1895 | FALSE
300 | 886307 | 2022-01-06 03:00 | 1641434400 | 1 | 2.7321 | 3.2597 | 0 | 0.55904 | 15.68 | 12 | 900 | 0 | 32 | 0 | 32 | 1 | 377.8053 | 0 | 16.1388 | FALSE
301 | 886307 | 2022-01-06 03:15 | 1641435300 | 1 | 2.595 | 3.0746 | 0 | 0.54533 | 15.63 | 12 | 900 | 0 | 28 | 0 | 28 | 1 | 377.8053 | 0 | 16.0881 | FALSE
302 | 886307 | 2022-01-06 03:30 | 1641436200 | 1 | 2.4579 | 2.8895 | 0 | 0.53161 | 15.565 | 12 | 900 | 0 | 32 | 0 | 32 | 1 | 377.8053 | 0 | 16.0377 | FALSE
303 | 886307 | 2022-01-06 03:45 | 1641437100 | 1 | 2.3208 | 2.7044 | 0 | 0.51789 | 15.4733 | 12 | 900 | 0 | 32 | 0 | 32 | 1 | 377.8053 | 0 | 15.9874 | FALSE
304 | 886307 | 2022-01-06 04:00 | 1641438000 | 1 | 2.1837 | 2.5193 | 0 | 0.50417 | 15.39 | 12 | 900 | 0 | 32 | 0 | 32 | 1 | 377.8053 | 0 | 15.9373 | FALSE
305 | 886307 | 2022-01-06 04:15 | 1641438900 | 1 | 2.0352 | 2.4544 | 0 | 0.39889 | 15.37 | 12 | 900 | 0 | 100 | 0 | 100 | 1 | 377.8053 | 0 | 15.8905 | FALSE
306 | 886307 | 2022-01-06 04:30 | 1641439800 | 1 | 1.8866 | 2.3895 | 0 | 0.29361 | 15.27 | 12 | 900 | 0 | 92 | 0 | 92 | 1 | 377.8053 | 0 | 15.843 | FALSE
307 | 886307 | 2022-01-06 04:45 | 1641440700 | 1 | 1.738 | 2.3246 | 0 | 0.18833 | 15.1967 | 12 | 900 | 0 | 32 | 0 | 32 | 1 | 377.8053 | 0 | 15.7922 | FALSE
308 | 886307 | 2022-01-06 05:00 | 1641441600 | 1 | 1.5895 | 2.2597 | 0 | 0.083045 | 15.1467 | 12 | 900 | 0 | 28 | 0 | 28 | 1 | 377.8053 | 0 | 15.7409 | FALSE
309 | 886307 | 2022-01-06 05:15 | 1641442500 | 1 | 1.1313 | 2.1947 | 0 | -0.33189 | 15.1167 | 12 | 900 | 0 | 32 | 0 | 32 | 1 | 377.8053 | 0 | 15.6884 | FALSE
310 | 886307 | 2022-01-06 05:30 | 1641443400 | 1 | 0.67306 | 2.1298 | 0 | -0.74682 | 15.0667 | 12 | 900 | 0 | 32 | 0 | 32 | 1 | 377.8053 | 0 | 15.6343 | FALSE
311 | 886307 | 2022-01-06 05:45 | 1641444300 | 1 | 0.21485 | 2.0649 | 0 | -1.1618 | 15 | 12 | 900 | 0 | 32 | 0 | 32 | 1 | 377.8053 | 0 | 15.5787 | FALSE
312 | 886307 | 2022-01-06 06:00 | 1641445200 | 1 | -0.24336 | 2 | 0 | -1.5767 | 14.9567 | 12 | 900 | 0 | 28 | 0 | 28 | 1 | 377.8053 | 0 | 15.5214 | FALSE
313 | 886307 | 2022-01-06 06:15 | 1641446100 | 1 | -0.32138 | 2 | 0 | -1.6547 | 14.895 | 12 | 900 | 0 | 32 | 0 | 32 | 1 | 377.8053 | 0 | 15.4642 | FALSE
314 | 886307 | 2022-01-06 06:30 | 1641447000 | 1 | -0.39941 | 2 | 0 | -1.7327 | 14.8033 | 12 | 900 | 0 | 32 | 0 | 32 | 1 | 377.8053 | 0 | 15.4069 | FALSE
315 | 886307 | 2022-01-06 06:45 | 1641447900 | 1 | -0.47743 | 2 | 0 | -1.8108 | 14.77 | 12 | 900 | 0 | 28 | 0 | 28 | 1 | 377.8053 | 0 | 15.3493 | FALSE
316 | 886307 | 2022-01-06 07:00 | 1641448800 | 1 | -0.55546 | 2 | 0 | -1.8888 | 14.7133 | 12 | 900 | 3155.5306 | 32 | 0 | 32 | 1 | 377.8053 | 2777.7252 | 15.4287 | FALSE
317 | 886307 | 2022-01-06 07:15 | 1641449700 | 1 | -0.32881 | 2 | 0.69444 | -1.6621 | 14.6567 | 12 | 900 | 3155.5306 | 36 | 0 | 36 | 1 | 377.8053 | 2777.7252 | 15.5091 | FALSE
318 | 886307 | 2022-01-06 07:30 | 1641450600 | 1 | -0.10217 | 2 | 1.3889 | -1.4355 | 14.6333 | 16 | 900 | 3155.5306 | 724 | 0 | 724 | 1 | 377.8053 | 2777.7252 | 15.6255 | FALSE
319 | 886307 | 2022-01-06 07:45 | 1641451500 | 1 | 0.12448 | 2 | 2.0833 | -1.2089 | 15.2 | 16 | 900 | 3155.5306 | 128 | 0 | 128 | 1 | 377.8053 | 2777.7252 | 15.7123 | FALSE
320 | 886307 | 2022-01-06 08:00 | 1641452400 | 1 | 0.35112 | 2 | 2.7778 | -0.98221 | 15.83 | 16 | 900 | 1152.7944 | 60 | 0 | 60 | 1 | 377.8053 | 774.9891 | 15.6978 | FALSE
321 | 886307 | 2022-01-06 08:15 | 1641453300 | 1 | 0.40181 | 2 | 14.4648 | -0.93152 | 15.8533 | 16 | 900 | 1152.7944 | 52 | 0 | 52 | 1 | 377.8053 | 774.9891 | 15.6881 | FALSE
322 | 886307 | 2022-01-06 08:30 | 1641454200 | 1 | 0.4525 | 2 | 26.1519 | -0.88083 | 16.015 | 16 | 900 | 1152.7944 | 48 | 0 | 48 | 1 | 377.8053 | 774.9891 | 15.6832 | FALSE
323 | 886307 | 2022-01-06 08:45 | 1641455100 | 1 | 0.50319 | 2 | 37.8389 | -0.83014 | 16.2383 | 16 | 900 | 1152.7944 | 52 | 0 | 52 | 1 | 377.8053 | 774.9891 | 15.6835 | FALSE
324 | 886307 | 2022-01-06 09:00 | 1641456000 | 1 | 0.55388 | 2 | 49.5259 | -0.77945 | 16.2 | 16 | 900 | 1807.3472 | 44 | 0 | 44 | 1 | 377.8053 | 1429.5419 | 15.7207 | FALSE
325 | 886307 | 2022-01-06 09:15 | 1641456900 | 1 | 1.1377 | 1.9787 | 73.5549 | -0.1814 | 16.28 | 16 | 900 | 1807.3472 | 36 | 0 | 36 | 1 | 377.8053 | 1429.5419 | 15.7697 | FALSE
326 | 886307 | 2022-01-06 09:30 | 1641457800 | 1 | 1.7215 | 1.9573 | 97.5839 | 0.41665 | 16.2567 | 16 | 900 | 1807.3472 | 64 | 0 | 64 | 1 | 377.8053 | 1429.5419 | 15.8324 | FALSE
327 | 886307 | 2022-01-06 09:45 | 1641458700 | 1 | 2.3054 | 1.936 | 121.6129 | 1.0147 | 16.1367 | 16.5 | 900 | 1807.3472 | 88 | 0 | 88 | 1 | 377.8053 | 1429.5419 | 15.9084 | FALSE
328 | 886307 | 2022-01-06 10:00 | 1641459600 | 1 | 2.8892 | 1.9147 | 145.6419 | 1.6127 | 16.5467 | 16.5 | 900 | 410.3167 | 268 | 0 | 268 | 1 | 377.8053 | 32.5113 | 15.9368 | FALSE
329 | 886307 | 2022-01-06 10:15 | 1641460500 | 1 | 3.2977 | 2.0009 | 154.7425 | 1.9638 | 17.045 | 14.1667 | 900 | 410.3167 | 88 | 0 | 88 | 1 | 377.8053 | 32.5113 | 15.9611 | FALSE
330 | 886307 | 2022-01-06 10:30 | 1641461400 | 1 | 3.7063 | 2.0872 | 163.843 | 2.3148 | 16.8833 | 13 | 900 | 410.3167 | 132 | 0 | 132 | 1 | 377.8053 | 32.5113 | 15.9928 | FALSE
331 | 886307 | 2022-01-06 10:45 | 1641462300 | 1 | 4.1148 | 2.1734 | 172.9436 | 2.6659 | 16.4033 | 13 | 900 | 410.3167 | 56 | 0 | 56 | 1 | 377.8053 | 32.5113 | 16.0258 | FALSE
332 | 886307 | 2022-01-06 11:00 | 1641463200 | 1 | 4.5233 | 2.2597 | 182.0442 | 3.0169 | 15.76 | 13 | 900 | 1651.0361 | 32 | 0 | 32 | 1 | 377.8053 | 1273.2308 | 16.1237 | FALSE
333 | 886307 | 2022-01-06 11:15 | 1641464100 | 1 | 4.9066 | 2.3023 | 190.0677 | 3.3717 | 15.65 | 14.3333 | 900 | 1651.0361 | 40 | 0 | 40 | 1 | 377.8053 | 1273.2308 | 16.2264 | FALSE
334 | 886307 | 2022-01-06 11:30 | 1641465000 | 1 | 5.2898 | 2.345 | 198.0912 | 3.7265 | 16.24 | 17 | 900 | 1651.0361 | 644 | 0 | 644 | 1 | 377.8053 | 1273.2308 | 16.3641 | FALSE
335 | 886307 | 2022-01-06 11:45 | 1641465900 | 1 | 5.673 | 2.3876 | 206.1147 | 4.0812 | 17.35 | 17 | 900 | 1651.0361 | 108 | 0 | 108 | 1 | 377.8053 | 1273.2308 | 16.4788 | FALSE
336 | 886307 | 2022-01-06 12:00 | 1641466800 | 1 | 6.0562 | 2.4303 | 214.1382 | 4.436 | 17.7267 | 17 | 900 | 0 | 96 | 0 | 96 | 1 | 377.8053 | 0 | 16.5345 | FALSE
337 | 886307 | 2022-01-06 12:15 | 1641467700 | 1 | 6.1621 | 2.6154 | 211.5049 | 4.4185 | 17.7183 | 17 | 900 | 0 | 96 | 0 | 96 | 1 | 377.8053 | 0 | 16.5889 | FALSE
338 | 886307 | 2022-01-06 12:30 | 1641468600 | 1 | 6.268 | 2.8005 | 208.8717 | 4.401 | 17.6833 | 17 | 900 | 0 | 432 | 0 | 432 | 1 | 377.8053 | 0 | 16.6588 | FALSE
339 | 886307 | 2022-01-06 12:45 | 1641469500 | 1 | 6.3739 | 2.9856 | 206.2384 | 4.3835 | 17.56 | 17 | 900 | 0 | 84 | 0 | 84 | 1 | 377.8053 | 0 | 16.7097 | FALSE
340 | 886307 | 2022-01-06 13:00 | 1641470400 | 1 | 6.4798 | 3.1707 | 203.6051 | 4.366 | 17.6133 | 17 | 900 | 58.6167 | 96 | 0 | 96 | 1 | 377.8053 | 0 | 16.7598 | FALSE
341 | 886307 | 2022-01-06 13:15 | 1641471300 | 1 | 6.3659 | 3.3993 | 190.9378 | 4.0996 | 17.7633 | 17 | 900 | 58.6167 | 32 | 0 | 32 | 1 | 377.8053 | 0 | 16.8001 | FALSE
342 | 886307 | 2022-01-06 13:30 | 1641472200 | 1 | 6.2519 | 3.628 | 178.2704 | 3.8332 | 17.8883 | 17 | 900 | 58.6167 | 28 | 0 | 28 | 1 | 377.8053 | 0 | 16.8337 | FALSE
343 | 886307 | 2022-01-06 13:45 | 1641473100 | 1 | 6.138 | 3.8567 | 165.6031 | 3.5669 | 17.9567 | 17 | 900 | 58.6167 | 32 | 0 | 32 | 1 | 377.8053 | 0 | 16.8611 | FALSE
344 | 886307 | 2022-01-06 14:00 | 1641474000 | 1 | 6.024 | 4.0853 | 152.9357 | 3.3005 | 17.9867 | 17 | 900 | 58.6167 | 32 | 0 | 32 | 1 | 377.8053 | 0 | 16.882 | FALSE
345 | 886307 | 2022-01-06 14:15 | 1641474900 | 1 | 5.8401 | 3.9002 | 127.307 | 3.2399 | 18.0067 | 17 | 900 | 58.6167 | 32 | 0 | 32 | 1 | 377.8053 | 0 | 16.892 | FALSE
346 | 886307 | 2022-01-06 14:30 | 1641475800 | 1 | 5.6562 | 3.7152 | 101.6784 | 3.1794 | 18.0033 | 17 | 900 | 58.6167 | 32 | 0 | 32 | 1 | 377.8053 | 0 | 16.8912 | FALSE
347 | 886307 | 2022-01-06 14:45 | 1641476700 | 1 | 5.4723 | 3.5301 | 76.0497 | 3.1189 | 17.9117 | 17 | 900 | 58.6167 | 28 | 0 | 28 | 1 | 377.8053 | 0 | 16.8794 | FALSE
348 | 886307 | 2022-01-06 15:00 | 1641477600 | 1 | 5.2883 | 3.345 | 50.421 | 3.0583 | 17.6267 | 17 | 900 | 254.0056 | 328 | 0 | 328 | 1 | 377.8053 | 0 | 16.872 | FALSE
349 | 886307 | 2022-01-06 15:15 | 1641478500 | 1 | 5.0215 | 3.1812 | 39.3232 | 2.9007 | 17.3517 | 17 | 900 | 254.0056 | 276 | 0 | 276 | 1 | 377.8053 | 0 | 16.8569 | FALSE
350 | 886307 | 2022-01-06 15:30 | 1641479400 | 1 | 4.7546 | 3.0175 | 28.2253 | 2.743 | 17.15 | 17 | 900 | 254.0056 | 40 | 0 | 40 | 1 | 377.8053 | 0 | 16.8245 | FALSE
351 | 886307 | 2022-01-06 15:45 | 1641480300 | 1 | 4.4877 | 2.8537 | 17.1275 | 2.5853 | 16.98 | 17 | 900 | 254.0056 | 84 | 0 | 84 | 1 | 377.8053 | 0 | 16.7894 | FALSE
352 | 886307 | 2022-01-06 16:00 | 1641481200 | 1 | 4.2209 | 2.69 | 6.0296 | 2.4276 | 16.9 | 17 | 900 | 1172.3333 | 116 | 0 | 116 | 1 | 377.8053 | 794.528 | 16.7899 | FALSE
353 | 886307 | 2022-01-06 16:15 | 1641482100 | 1 | 4.0454 | 2.6251 | 4.5222 | 2.2954 | 17.115 | 17 | 900 | 1172.3333 | 112 | 0 | 112 | 1 | 377.8053 | 794.528 | 16.789 | FALSE
354 | 886307 | 2022-01-06 16:30 | 1641483000 | 1 | 3.8699 | 2.5601 | 3.0148 | 2.1632 | 17.06 | 17 | 900 | 1172.3333 | 120 | 0 | 120 | 1 | 377.8053 | 794.528 | 16.7874 | FALSE
355 | 886307 | 2022-01-06 16:45 | 1641483900 | 1 | 3.6945 | 2.4952 | 1.5074 | 2.031 | 17.0867 | 16 | 900 | 1172.3333 | 120 | 0 | 120 | 1 | 377.8053 | 794.528 | 16.7846 | FALSE
356 | 886307 | 2022-01-06 17:00 | 1641484800 | 1 | 3.519 | 2.4303 | 0 | 1.8988 | 17.0067 | 15.5 | 900 | 1797.5778 | 124 | 0 | 124 | 1 | 377.8053 | 1419.7724 | 16.8116 | FALSE
357 | 886307 | 2022-01-06 17:15 | 1641485700 | 1 | 3.5621 | 2.5166 | 0 | 1.8844 | 16.78 | 15.5 | 900 | 1797.5778 | 196 | 0 | 196 | 1 | 377.8053 | 1419.7724 | 16.8421 | FALSE
358 | 886307 | 2022-01-06 17:30 | 1641486600 | 1 | 3.6052 | 2.6028 | 0 | 1.87 | 16.6467 | 16 | 900 | 1797.5778 | 384 | 0 | 384 | 1 | 377.8053 | 1419.7724 | 16.882 | FALSE
359 | 886307 | 2022-01-06 17:45 | 1641487500 | 1 | 3.6483 | 2.6891 | 0 | 1.8556 | 16.6267 | 17 | 900 | 1797.5778 | 184 | 0 | 184 | 1 | 377.8053 | 1419.7724 | 16.9115 | FALSE
360 | 886307 | 2022-01-06 18:00 | 1641488400 | 1 | 3.6915 | 2.7753 | 0 | 1.8413 | 16.8733 | 17 | 900 | 2344.6667 | 144 | 0 | 144 | 1 | 377.8053 | 1966.8613 | 16.9657 | FALSE
361 | 886307 | 2022-01-06 18:15 | 1641489300 | 1 | 3.7612 | 3.0253 | 0 | 1.7444 | 16.89 | 17 | 900 | 2344.6667 | 104 | 0 | 104 | 1 | 377.8053 | 1966.8613 | 17.0173 | FALSE
362 | 886307 | 2022-01-06 18:30 | 1641490200 | 1 | 3.831 | 3.2753 | 0 | 1.6475 | 17.0233 | 17 | 900 | 2344.6667 | 56 | 0 | 56 | 1 | 377.8053 | 1966.8613 | 17.0658 | FALSE
363 | 886307 | 2022-01-06 18:45 | 1641491100 | 1 | 3.9008 | 3.5253 | 0 | 1.5506 | 17.13 | 17 | 900 | 2344.6667 | 52 | 0 | 52 | 1 | 377.8053 | 1966.8613 | 17.1134 | FALSE
364 | 886307 | 2022-01-06 19:00 | 1641492000 | 1 | 3.9705 | 3.7753 | 0 | 1.4537 | 17.2733 | 17 | 900 | 107.4639 | 60 | 0 | 60 | 1 | 377.8053 | 0 | 17.064 | FALSE
365 | 886307 | 2022-01-06 19:15 | 1641492900 | 1 | 3.8899 | 4.0253 | 0 | 1.2064 | 17.2983 | 17 | 900 | 107.4639 | 68 | 0 | 68 | 1 | 377.8053 | 0 | 17.0142 | FALSE
366 | 886307 | 2022-01-06 19:30 | 1641493800 | 1 | 3.8093 | 4.2753 | 0 | 0.95911 | 17.2333 | 17 | 900 | 107.4639 | 168 | 0 | 168 | 1 | 377.8053 | 0 | 16.9686 | FALSE
367 | 886307 | 2022-01-06 19:45 | 1641494700 | 1 | 3.7287 | 4.5253 | 0 | 0.71182 | 17.18 | 17 | 900 | 107.4639 | 128 | 0 | 128 | 1 | 377.8053 | 0 | 16.9202 | FALSE
368 | 886307 | 2022-01-06 20:00 | 1641495600 | 1 | 3.6481 | 4.7753 | 0 | 0.46454 | 17.005 | 17 | 900 | 820.6333 | 136 | 0 | 136 | 1 | 377.8053 | 442.828 | 16.8931 | FALSE
369 | 886307 | 2022-01-06 20:15 | 1641496500 | 1 | 3.6248 | 4.8615 | 0 | 0.38379 | 16.9133 | 17 | 900 | 820.6333 | 180 | 0 | 180 | 1 | 377.8053 | 442.828 | 16.868 | FALSE
370 | 886307 | 2022-01-06 20:30 | 1641497400 | 1 | 3.6016 | 4.9478 | 0 | 0.30304 | 17.0033 | 17 | 900 | 820.6333 | 300 | 0 | 300 | 1 | 377.8053 | 442.828 | 16.8488 | FALSE
371 | 886307 | 2022-01-06 20:45 | 1641498300 | 1 | 3.5783 | 5.034 | 0 | 0.22229 | 17.1733 | 17 | 900 | 820.6333 | 156 | 0 | 156 | 1 | 377.8053 | 442.828 | 16.822 | FALSE
372 | 886307 | 2022-01-06 21:00 | 1641499200 | 1 | 3.5551 | 5.1203 | 0 | 0.14154 | 17.08 | 17 | 900 | 703.4 | 156 | 0 | 156 | 1 | 377.8053 | 325.5947 | 16.7892 | FALSE
373 | 886307 | 2022-01-06 21:15 | 1641500100 | 1 | 3.6085 | 5.1203 | 0 | 0.19502 | 16.93 | 17 | 900 | 703.4 | 376 | 0 | 376 | 1 | 377.8053 | 325.5947 | 16.768 | FALSE
374 | 886307 | 2022-01-06 21:30 | 1641501000 | 1 | 3.662 | 5.1203 | 0 | 0.24851 | 16.93 | 17 | 900 | 703.4 | 364 | 0 | 364 | 1 | 377.8053 | 325.5947 | 16.7465 | FALSE
375 | 886307 | 2022-01-06 21:45 | 1641501900 | 1 | 3.7155 | 5.1203 | 0 | 0.30199 | 17.1233 | 17 | 900 | 703.4 | 196 | 0 | 196 | 1 | 377.8053 | 325.5947 | 16.7167 | FALSE
376 | 886307 | 2022-01-06 22:00 | 1641502800 | 1 | 3.769 | 5.1203 | 0 | 0.35548 | 17.1167 | 12 | 900 | 0 | 128 | 0 | 128 | 1 | 377.8053 | 0 | 16.6678 | FALSE
377 | 886307 | 2022-01-06 22:15 | 1641503700 | 1 | 3.7134 | 5.1203 | 0 | 0.29986 | 16.9467 | 12 | 900 | 0 | 80 | 0 | 80 | 1 | 377.8053 | 0 | 16.6164 | FALSE
378 | 886307 | 2022-01-06 22:30 | 1641504600 | 1 | 3.6578 | 5.1203 | 0 | 0.24424 | 16.83 | 12 | 900 | 0 | 252 | 0 | 252 | 1 | 377.8053 | 0 | 16.5738 | FALSE
379 | 886307 | 2022-01-06 22:45 | 1641505500 | 1 | 3.6021 | 5.1203 | 0 | 0.18862 | 16.6383 | 12 | 900 | 0 | 36 | 0 | 36 | 1 | 377.8053 | 0 | 16.5201 | FALSE
380 | 886307 | 2022-01-06 23:00 | 1641506400 | 1 | 3.5465 | 5.1203 | 0 | 0.13301 | 16.4967 | 12 | 900 | 0 | 32 | 0 | 32 | 1 | 377.8053 | 0 | 16.4662 | FALSE
381 | 886307 | 2022-01-06 23:15 | 1641507300 | 1 | 3.5478 | 5.1852 | 0 | 0.09099 | 16.3667 | 12 | 900 | 0 | 32 | 0 | 32 | 1 | 377.8053 | 0 | 16.4124 | FALSE
382 | 886307 | 2022-01-06 23:30 | 1641508200 | 1 | 3.549 | 5.2501 | 0 | 0.048974 | 16.21 | 12 | 900 | 0 | 28 | 0 | 28 | 1 | 377.8053 | 0 | 16.3584 | FALSE
383 | 886307 | 2022-01-06 23:45 | 1641509100 | 1 | 3.5503 | 5.315 | 0 | 0.0069575 | 16.12 | 12 | 900 | 0 | 32 | 0 | 32 | 1 | 377.8053 | 0 | 16.3047 | FALSE
384 | 886307 | 2022-01-07 | 1641510000 | 1 | 3.5516 | 5.3799 | 0 | -0.035059 | 16.005 | 12 | 900 | 0 | 32 | 0 | 32 | 1 | 377.8053 | 0 | 16.251 | FALSE
385 | 886307 | 2022-01-07 00:15 | 1641510900 | 1 | 3.4159 | 5.6299 | 0 | -0.33739 | 15.94 | 12 | 900 | 0 | 64 | 0 | 64 | 1 | 377.8053 | 0 | 16.1979 | FALSE
386 | 886307 | 2022-01-07 00:30 | 1641511800 | 1 | 3.2802 | 5.8799 | 0 | -0.63972 | 15.89 | 12 | 900 | 0 | 112 | 0 | 112 | 1 | 377.8053 | 0 | 16.1462 | FALSE
387 | 886307 | 2022-01-07 00:45 | 1641512700 | 1 | 3.1446 | 6.1299 | 0 | -0.94206 | 15.7767 | 12 | 900 | 0 | 38 | 0 | 38 | 1 | 377.8053 | 0 | 16.0896 | FALSE
388 | 886307 | 2022-01-07 01:00 | 1641513600 | 1 | 3.0089 | 6.3799 | 0 | -1.2444 | 15.7267 | 12 | 900 | 0 | 30 | 0 | 30 | 1 | 377.8053 | 0 | 16.0317 | FALSE
389 | 886307 | 2022-01-07 01:15 | 1641514500 | 1 | 2.8903 | 6.2937 | 0 | -1.3055 | 15.6467 | 12 | 900 | 0 | 32 | 0 | 32 | 1 | 377.8053 | 0 | 15.9738 | FALSE
390 | 886307 | 2022-01-07 01:30 | 1641515400 | 1 | 2.7717 | 6.2074 | 0 | -1.3666 | 15.6067 | 12 | 900 | 0 | 28 | 0 | 28 | 1 | 377.8053 | 0 | 15.9157 | FALSE
391 | 886307 | 2022-01-07 01:45 | 1641516300 | 1 | 2.6531 | 6.1212 | 0 | -1.4277 | 15.5133 | 12 | 900 | 0 | 32 | 0 | 32 | 1 | 377.8053 | 0 | 15.8578 | FALSE
392 | 886307 | 2022-01-07 02:00 | 1641517200 | 1 | 2.5345 | 6.035 | 0 | -1.4888 | 15.4367 | 12 | 900 | 0 | 32 | 0 | 32 | 1 | 377.8053 | 0 | 15.7999 | FALSE
393 | 886307 | 2022-01-07 02:15 | 1641518100 | 1 | 2.5061 | 6.0563 | 0 | -1.5314 | 15.3633 | 12 | 900 | 0 | 28 | 0 | 28 | 1 | 377.8053 | 0 | 15.7418 | FALSE
394 | 886307 | 2022-01-07 02:30 | 1641519000 | 1 | 2.4777 | 6.0776 | 0 | -1.574 | 15.305 | 12 | 900 | 0 | 32 | 0 | 32 | 1 | 377.8053 | 0 | 15.6841 | FALSE
395 | 886307 | 2022-01-07 02:45 | 1641519900 | 1 | 2.4493 | 6.0989 | 0 | -1.6166 | 15.26 | 12 | 900 | 0 | 32 | 0 | 32 | 1 | 377.8053 | 0 | 15.6263 | FALSE
396 | 886307 | 2022-01-07 03:00 | 1641520800 | 1 | 2.4209 | 6.1203 | 0 | -1.6593 | 15.1633 | 12 | 900 | 9.7694 | 32 | 0 | 32 | 1 | 377.8053 | 0 | 15.5687 | FALSE
397 | 886307 | 2022-01-07 03:15 | 1641521700 | 1 | 2.4687 | 6.0989 | 0 | -1.5973 | 15.11 | 12 | 900 | 9.7694 | 72 | 0 | 72 | 1 | 377.8053 | 0 | 15.5135 | FALSE
398 | 886307 | 2022-01-07 03:30 | 1641522600 | 1 | 2.5165 | 6.0776 | 0 | -1.5353 | 15.05 | 12 | 900 | 9.7694 | 112 | 0 | 112 | 1 | 377.8053 | 0 | 15.4609 | FALSE
399 | 886307 | 2022-01-07 03:45 | 1641523500 | 1 | 2.5643 | 6.0563 | 0 | -1.4733 | 14.97 | 12 | 900 | 9.7694 | 36 | 0 | 36 | 1 | 377.8053 | 0 | 15.405 | FALSE
400 | 886307 | 2022-01-07 04:00 | 1641524400 | 1 | 2.612 | 6.035 | 0 | -1.4113 | 14.9467 | 12 | 900 | 0 | 32 | 0 | 32 | 1 | 377.8053 | 0 | 15.3493 | FALSE
401 | 886307 | 2022-01-07 04:15 | 1641525300 | 1 | 2.6021 | 6.035 | 0 | -1.4212 | 14.9 | 12 | 900 | 0 | 28 | 0 | 28 | 1 | 377.8053 | 0 | 15.2936 | FALSE
402 | 886307 | 2022-01-07 04:30 | 1641526200 | 1 | 2.5923 | 6.035 | 0 | -1.431 | 14.8267 | 12 | 900 | 0 | 32 | 0 | 32 | 1 | 377.8053 | 0 | 15.2383 | FALSE
403 | 886307 | 2022-01-07 04:45 | 1641527100 | 1 | 2.5824 | 6.035 | 0 | -1.4409 | 14.7833 | 12 | 900 | 0 | 32 | 0 | 32 | 1 | 377.8053 | 0 | 15.1832 | FALSE
404 | 886307 | 2022-01-07 05:00 | 1641528000 | 1 | 2.5725 | 6.035 | 0 | -1.4508 | 14.7433 | 12.0233 | 900 | 0 | 32 | 0 | 32 | 1 | 377.8053 | 0 | 15.1282 | FALSE
405 | 886307 | 2022-01-07 05:15 | 1641528900 | 1 | 2.644 | 6.035 | 0 | -1.3793 | 14.7017 | 12 | 900 | 0 | 28 | 0 | 28 | 1 | 377.8053 | 0 | 15.0737 | FALSE
406 | 886307 | 2022-01-07 05:30 | 1641529800 | 1 | 2.7155 | 6.035 | 0 | -1.3078 | 14.6133 | 12 | 900 | 0 | 32 | 0 | 32 | 1 | 377.8053 | 0 | 15.0198 | FALSE
407 | 886307 | 2022-01-07 05:45 | 1641530700 | 1 | 2.787 | 6.035 | 0 | -1.2363 | 14.5933 | 12 | 900 | 0 | 28 | 0 | 28 | 1 | 377.8053 | 0 | 14.9663 | FALSE
408 | 886307 | 2022-01-07 06:00 | 1641531600 | 1 | 2.8586 | 6.035 | 0 | -1.1647 | 14.5267 | 12 | 900 | 0 | 32 | 0 | 32 | 1 | 377.8053 | 0 | 14.9134 | FALSE
409 | 886307 | 2022-01-07 06:15 | 1641532500 | 1 | 2.9857 | 5.9487 | 0 | -0.98012 | 14.4867 | 12 | 900 | 0 | 56 | 0 | 56 | 1 | 377.8053 | 0 | 14.8629 | FALSE
410 | 886307 | 2022-01-07 06:30 | 1641533400 | 1 | 3.1128 | 5.8625 | 0 | -0.79549 | 14.435 | 12 | 900 | 0 | 116 | 0 | 116 | 1 | 377.8053 | 0 | 14.8163 | FALSE
411 | 886307 | 2022-01-07 06:45 | 1641534300 | 1 | 3.24 | 5.7762 | 0 | -0.61085 | 14.3467 | 12 | 900 | 0 | 56 | 0 | 56 | 1 | 377.8053 | 0 | 14.7677 | FALSE
412 | 886307 | 2022-01-07 07:00 | 1641535200 | 1 | 3.3671 | 5.69 | 0 | -0.42622 | 14.2483 | 14.6667 | 900 | 4738.1806 | 648 | 0 | 648 | 1 | 377.8053 | 4360.3752 | 14.9649 | FALSE
413 | 886307 | 2022-01-07 07:15 | 1641536100 | 1 | 3.5075 | 5.6686 | 0.45487 | -0.27159 | 14.7 | 16 | 900 | 4738.1806 | 112 | 0 | 112 | 1 | 377.8053 | 4360.3752 | 15.1349 | FALSE
414 | 886307 | 2022-01-07 07:30 | 1641537000 | 1 | 3.6479 | 5.6473 | 0.90974 | -0.11696 | 15.8033 | 16 | 900 | 4738.1806 | 64 | 0 | 64 | 1 | 377.8053 | 4360.3752 | 15.3025 | FALSE
415 | 886307 | 2022-01-07 07:45 | 1641537900 | 1 | 3.7883 | 5.626 | 1.3646 | 0.03767 | 16 | 16 | 900 | 4738.1806 | 144 | 0 | 144 | 1 | 377.8053 | 4360.3752 | 15.4744 | FALSE
416 | 886307 | 2022-01-07 08:00 | 1641538800 | 1 | 3.9287 | 5.6046 | 1.8195 | 0.1923 | 16.1333 | 16 | 900 | 498.2417 | 168 | 0 | 168 | 1 | 377.8053 | 120.4363 | 15.4388 | FALSE
417 | 886307 | 2022-01-07 08:15 | 1641539700 | 1 | 4.0974 | 5.3973 | 8.0963 | 0.49922 | 16.2767 | 16 | 900 | 498.2417 | 176 | 0 | 176 | 1 | 377.8053 | 120.4363 | 15.4075 | FALSE
418 | 886307 | 2022-01-07 08:30 | 1641540600 | 1 | 4.2661 | 5.19 | 14.3731 | 0.80613 | 16.1633 | 15.6667 | 900 | 498.2417 | 136 | 0 | 136 | 1 | 377.8053 | 120.4363 | 15.3783 | FALSE
419 | 886307 | 2022-01-07 08:45 | 1641541500 | 1 | 4.4348 | 4.9826 | 20.6499 | 1.113 | 15.8833 | 15.5 | 900 | 498.2417 | 96 | 0 | 96 | 1 | 377.8053 | 120.4363 | 15.351 | FALSE
420 | 886307 | 2022-01-07 09:00 | 1641542400 | 1 | 4.6035 | 4.7753 | 26.9268 | 1.42 | 15.6767 | 15.5 | 900 | 703.4 | 120 | 0 | 120 | 1 | 377.8053 | 325.5947 | 15.339 | FALSE
421 | 886307 | 2022-01-07 09:15 | 1641543300 | 1 | 4.6606 | 4.7753 | 27.1988 | 1.477 | 15.48 | 15.5 | 900 | 703.4 | 100 | 0 | 100 | 1 | 377.8053 | 325.5947 | 15.3264 | FALSE
422 | 886307 | 2022-01-07 09:30 | 1641544200 | 1 | 4.7177 | 4.7753 | 27.4708 | 1.5341 | 15.5133 | 15.5 | 900 | 703.4 | 32 | 0 | 32 | 1 | 377.8053 | 325.5947 | 15.3108 | FALSE
423 | 886307 | 2022-01-07 09:45 | 1641545100 | 1 | 4.7747 | 4.7753 | 27.7428 | 1.5912 | 15.68 | 15.5 | 900 | 703.4 | 32 | 0 | 32 | 1 | 377.8053 | 325.5947 | 15.2955 | FALSE
424 | 886307 | 2022-01-07 10:00 | 1641546000 | 1 | 4.8318 | 4.7753 | 28.0148 | 1.6483 | 15.635 | 15.3333 | 900 | 97.6944 | 32 | 0 | 32 | 1 | 377.8053 | 0 | 15.2647 | FALSE
425 | 886307 | 2022-01-07 10:15 | 1641546900 | 1 | 4.9171 | 4.7966 | 42.643 | 1.7193 | 15.4467 | 15 | 900 | 97.6944 | 28 | 0 | 28 | 1 | 377.8053 | 0 | 15.2401 | FALSE
426 | 886307 | 2022-01-07 10:30 | 1641547800 | 1 | 5.0023 | 4.818 | 57.2712 | 1.7903 | 15.37 | 15 | 900 | 97.6944 | 32 | 0 | 32 | 1 | 377.8053 | 0 | 15.2221 | FALSE
427 | 886307 | 2022-01-07 10:45 | 1641548700 | 1 | 5.0876 | 4.8393 | 71.8994 | 1.8614 | 15.29 | 15 | 900 | 97.6944 | 28 | 0 | 28 | 1 | 377.8053 | 0 | 15.2103 | FALSE
428 | 886307 | 2022-01-07 11:00 | 1641549600 | 1 | 5.1728 | 4.8606 | 86.5276 | 1.9324 | 14.23 | 15 | 900 | 0 | 32 | 0 | 32 | 1 | 377.8053 | 0 | 15.2051 | FALSE
429 | 886307 | 2022-01-07 11:15 | 1641550500 | 1 | 4.7572 | 4.818 | 76.7445 | 1.5453 | 15.115 | 15 | 900 | 0 | 28 | 0 | 28 | 1 | 377.8053 | 0 | 15.194 | FALSE
430 | 886307 | 2022-01-07 11:30 | 1641551400 | 1 | 4.3417 | 4.7753 | 66.9614 | 1.1581 | 15.05 | 15 | 900 | 0 | 28 | 0 | 28 | 1 | 377.8053 | 0 | 15.1774 | FALSE
431 | 886307 | 2022-01-07 11:45 | 1641552300 | 1 | 3.9261 | 4.7326 | 57.1782 | 0.77101 | 15 | 15 | 900 | 0 | 32 | 0 | 32 | 1 | 377.8053 | 0 | 15.1553 | FALSE
432 | 886307 | 2022-01-07 12:00 | 1641553200 | 1 | 3.5105 | 4.69 | 47.3951 | 0.38388 | 14.91 | 15 | 900 | 400.5472 | 80 | 0 | 80 | 1 | 377.8053 | 22.7419 | 15.1313 | FALSE
433 | 886307 | 2022-01-07 12:15 | 1641554100 | 1 | 3.8555 | 4.5475 | 54.7408 | 0.82379 | 15.08 | 15 | 900 | 400.5472 | 108 | 0 | 108 | 1 | 377.8053 | 22.7419 | 15.1136 | FALSE
434 | 886307 | 2022-01-07 12:30 | 1641555000 | 1 | 4.2004 | 4.4051 | 62.0865 | 1.2637 | 15.08 | 15 | 900 | 400.5472 | 36 | 0 | 36 | 1 | 377.8053 | 22.7419 | 15.0973 | FALSE
435 | 886307 | 2022-01-07 12:45 | 1641555900 | 1 | 4.5454 | 4.2627 | 69.4321 | 1.7036 | 15.005 | 15 | 900 | 400.5472 | 32 | 0 | 32 | 1 | 377.8053 | 22.7419 | 15.0856 | FALSE
436 | 886307 | 2022-01-07 13:00 | 1641556800 | 1 | 4.8904 | 4.1203 | 76.7778 | 2.1435 | 15.0433 | 15 | 900 | 3898.0083 | 28 | 0 | 28 | 1 | 377.8053 | 3520.203 | 15.251 | FALSE
437 | 886307 | 2022-01-07 13:15 | 1641557700 | 1 | 5.015 | 3.9478 | 78.3413 | 2.3831 | 15.14 | 15.5 | 900 | 3898.0083 | 360 | 0 | 360 | 1 | 377.8053 | 3520.203 | 15.4342 | FALSE
438 | 886307 | 2022-01-07 13:30 | 1641558600 | 1 | 5.1395 | 3.7753 | 79.9049 | 2.6227 | 15.2333 | 16.5 | 900 | 3898.0083 | 44 | 0 | 44 | 1 | 377.8053 | 3520.203 | 15.6022 | FALSE
439 | 886307 | 2022-01-07 13:45 | 1641559500 | 1 | 5.2641 | 3.6028 | 81.4684 | 2.8623 | 15.9533 | 16.5 | 900 | 3898.0083 | 32 | 0 | 32 | 1 | 377.8053 | 3520.203 | 15.7706 | FALSE
440 | 886307 | 2022-01-07 14:00 | 1641560400 | 1 | 5.3887 | 3.4303 | 83.0319 | 3.1018 | 16.525 | 17.1667 | 900 | 2256.7417 | 60 | 0 | 60 | 1 | 377.8053 | 1878.9363 | 15.8604 | FALSE
441 | 886307 | 2022-01-07 14:15 | 1641561300 | 1 | 5.1347 | 3.6154 | 69.3044 | 2.7245 | 17.71 | 17.4967 | 900 | 2256.7417 | 100 | 0 | 100 | 1 | 377.8053 | 1878.9363 | 15.9447 | FALSE
442 | 886307 | 2022-01-07 14:30 | 1641562200 | 1 | 4.8808 | 3.8005 | 55.577 | 2.3471 | 18.3233 | 17.5 | 900 | 2256.7417 | 120 | 0 | 120 | 1 | 377.8053 | 1878.9363 | 16.0225 | FALSE
443 | 886307 | 2022-01-07 14:45 | 1641563100 | 1 | 4.6268 | 3.9856 | 41.8495 | 1.9698 | 18.11 | 17.5 | 900 | 2256.7417 | 220 | 0 | 220 | 1 | 377.8053 | 1878.9363 | 16.0977 | FALSE
444 | 886307 | 2022-01-07 15:00 | 1641564000 | 1 | 4.3729 | 4.1707 | 28.1221 | 1.5924 | 17.64 | 17.5 | 900 | 1602.1889 | 48 | 0 | 48 | 1 | 377.8053 | 1224.3835 | 16.1244 | FALSE
445 | 886307 | 2022-01-07 15:15 | 1641564900 | 1 | 4.2918 | 4.0505 | 21.786 | 1.5915 | 17.2767 | 17.5 | 900 | 1602.1889 | 40 | 0 | 40 | 1 | 377.8053 | 1224.3835 | 16.148 | FALSE
446 | 886307 | 2022-01-07 15:30 | 1641565800 | 1 | 4.2108 | 3.9303 | 15.4499 | 1.5906 | 17.3967 | 17.5 | 900 | 1602.1889 | 244 | 0 | 244 | 1 | 377.8053 | 1224.3835 | 16.1792 | FALSE
447 | 886307 | 2022-01-07 15:45 | 1641566700 | 1 | 4.1298 | 3.8101 | 9.1139 | 1.5897 | 17.7867 | 17.5 | 900 | 1602.1889 | 28 | 0 | 28 | 1 | 377.8053 | 1224.3835 | 16.1968 | FALSE
448 | 886307 | 2022-01-07 16:00 | 1641567600 | 1 | 4.0488 | 3.69 | 2.7778 | 1.5888 | 17.65 | 17.1667 | 900 | 732.7083 | 40 | 0 | 40 | 1 | 377.8053 | 354.903 | 16.1694 | FALSE
449 | 886307 | 2022-01-07 16:15 | 1641568500 | 1 | 3.8096 | 3.8537 | 2.0833 | 1.2404 | 17.3633 | 16.5 | 900 | 732.7083 | 28 | 0 | 28 | 1 | 377.8053 | 354.903 | 16.1398 | FALSE
450 | 886307 | 2022-01-07 16:30 | 1641569400 | 1 | 3.5703 | 4.0175 | 1.3889 | 0.892 | 16.9833 | 16.5 | 900 | 732.7083 | 32 | 0 | 32 | 1 | 377.8053 | 354.903 | 16.1087 | FALSE
451 | 886307 | 2022-01-07 16:45 | 1641570300 | 1 | 3.3311 | 4.1812 | 0.69444 | 0.54359 | 16.65 | 16.6667 | 900 | 732.7083 | 148 | 0 | 148 | 1 | 377.8053 | 354.903 | 16.082 | FALSE
452 | 886307 | 2022-01-07 17:00 | 1641571200 | 1 | 3.0918 | 4.345 | 0 | 0.19518 | 16.79 | 17 | 900 | 1465.4167 | 112 | 0 | 112 | 1 | 377.8053 | 1087.6113 | 16.0878 | FALSE
453 | 886307 | 2022-01-07 17:15 | 1641572100 | 1 | 3.0539 | 4.345 | 0 | 0.1572 | 17.2283 | 17 | 900 | 1465.4167 | 72 | 0 | 72 | 1 | 377.8053 | 1087.6113 | 16.0915 | FALSE
454 | 886307 | 2022-01-07 17:30 | 1641573000 | 1 | 3.0159 | 4.345 | 0 | 0.11921 | 17.23 | 17 | 900 | 1465.4167 | 584 | 0 | 584 | 1 | 377.8053 | 1087.6113 | 16.1209 | FALSE
455 | 886307 | 2022-01-07 17:45 | 1641573900 | 1 | 2.9779 | 4.345 | 0 | 0.08123 | 17.0833 | 17 | 900 | 1465.4167 | 88 | 0 | 88 | 1 | 377.8053 | 1087.6113 | 16.1249 | FALSE
456 | 886307 | 2022-01-07 18:00 | 1641574800 | 1 | 2.9399 | 4.345 | 0 | 0.043247 | 16.885 | 17 | 900 | 3096.9139 | 264 | 0 | 264 | 1 | 377.8053 | 2719.1085 | 16.218 | FALSE
457 | 886307 | 2022-01-07 18:15 | 1641575700 | 1 | 2.8503 | 4.2801 | 0 | -0.0031049 | 17.1733 | 17.3333 | 900 | 3096.9139 | 256 | 0 | 256 | 1 | 377.8053 | 2719.1085 | 16.3102 | FALSE
458 | 886307 | 2022-01-07 18:30 | 1641576600 | 1 | 2.7606 | 4.2152 | 0 | -0.049457 | 17.38 | 17.5 | 900 | 3096.9139 | 56 | 0 | 56 | 1 | 377.8053 | 2719.1085 | 16.3916 | FALSE
459 | 886307 | 2022-01-07 18:45 | 1641577500 | 1 | 2.671 | 4.1502 | 0 | -0.095809 | 17.2533 | 16.5 | 900 | 3096.9139 | 66 | 0 | 66 | 1 | 377.8053 | 2719.1085 | 16.4729 | FALSE
460 | 886307 | 2022-01-07 19:00 | 1641578400 | 1 | 2.5814 | 4.0853 | 0 | -0.14216 | 17.03 | 16.5 | 900 | 2129.7389 | 138 | 0 | 138 | 1 | 377.8053 | 1751.9335 | 16.5098 | FALSE
461 | 886307 | 2022-01-07 19:15 | 1641579300 | 1 | 2.5198 | 3.8789 | 0 | -0.06618 | 16.9244 | 17.1667 | 900 | 2129.7389 | 388 | 0 | 388 | 1 | 377.8053 | 1751.9335 | 16.5595 | FALSE
462 | 886307 | 2022-01-07 19:30 | 1641580200 | 1 | 2.4581 | 3.6725 | 0 | 0.0098004 | 17.2322 | 17.5 | 900 | 2129.7389 | 76 | 0 | 76 | 1 | 377.8053 | 1751.9335 | 16.5935 | FALSE
463 | 886307 | 2022-01-07 19:45 | 1641581100 | 1 | 2.3965 | 3.4661 | 0 | 0.085781 | 17.81 | 17.5 | 900 | 2129.7389 | 72 | 0 | 72 | 1 | 377.8053 | 1751.9335 | 16.6274 | FALSE
464 | 886307 | 2022-01-07 20:00 | 1641582000 | 1 | 2.3349 | 3.2597 | 0 | 0.16176 | 17.8017 | 17.5 | 900 | 1426.3389 | 72 | 0 | 72 | 1 | 377.8053 | 1048.5335 | 16.6269 | FALSE
465 | 886307 | 2022-01-07 20:15 | 1641582900 | 1 | 2.2881 | 3.0523 | 0 | 0.25318 | 17.58 | 17.5 | 900 | 1426.3389 | 72 | 0 | 72 | 1 | 377.8053 | 1048.5335 | 16.6267 | FALSE
466 | 886307 | 2022-01-07 20:30 | 1641583800 | 1 | 2.2412 | 2.845 | 0 | 0.34459 | 17.4167 | 17.5 | 900 | 1426.3389 | 80 | 0 | 80 | 1 | 377.8053 | 1048.5335 | 16.6274 | FALSE
467 | 886307 | 2022-01-07 20:45 | 1641584700 | 1 | 2.1944 | 2.6376 | 0 | 0.436 | 17.5433 | 17.5 | 900 | 1426.3389 | 72 | 0 | 72 | 1 | 377.8053 | 1048.5335 | 16.628 | FALSE
468 | 886307 | 2022-01-07 21:00 | 1641585600 | 1 | 2.1476 | 2.4303 | 0 | 0.52742 | 17.7667 | 17.5 | 900 | 1064.8694 | 296 | 0 | 296 | 1 | 377.8053 | 687.0641 | 16.6226 | FALSE
469 | 886307 | 2022-01-07 21:15 | 1641586500 | 1 | 2.1052 | 2.5941 | 0 | 0.37582 | 17.5967 | 17.5 | 900 | 1064.8694 | 156 | 0 | 156 | 1 | 377.8053 | 687.0641 | 16.6094 | FALSE
470 | 886307 | 2022-01-07 21:30 | 1641587400 | 1 | 2.0628 | 2.7578 | 0 | 0.22421 | 17.455 | 17.5 | 900 | 1064.8694 | 100 | 0 | 100 | 1 | 377.8053 | 687.0641 | 16.5928 | FALSE
471 | 886307 | 2022-01-07 21:45 | 1641588300 | 1 | 2.0203 | 2.9216 | 0 | 0.072612 | 17.5133 | 17.5 | 900 | 1064.8694 | 76 | 0 | 76 | 1 | 377.8053 | 687.0641 | 16.5745 | FALSE
472 | 886307 | 2022-01-07 22:00 | 1641589200 | 1 | 1.9779 | 3.0853 | 0 | -0.07899 | 17.56 | 17.5 | 900 | 107.4639 | 72 | 0 | 72 | 1 | 377.8053 | 0 | 16.5215 | FALSE
473 | 886307 | 2022-01-07 22:15 | 1641590100 | 1 | 1.9073 | 2.9438 | 0 | -0.055203 | 17.485 | 17.5 | 900 | 107.4639 | 104 | 0 | 104 | 1 | 377.8053 | 0 | 16.4705 | FALSE
474 | 886307 | 2022-01-07 22:30 | 1641591000 | 1 | 1.8368 | 2.8023 | 0 | -0.031417 | 17.2967 | 12 | 900 | 107.4639 | 112 | 0 | 112 | 1 | 377.8053 | 0 | 16.4202 | FALSE
475 | 886307 | 2022-01-07 22:45 | 1641591900 | 1 | 1.7662 | 2.6608 | 0 | -0.0076302 | 17.18 | 12 | 900 | 107.4639 | 120 | 0 | 120 | 1 | 377.8053 | 0 | 16.3706 | FALSE
476 | 886307 | 2022-01-07 23:00 | 1641592800 | 1 | 1.6957 | 2.5193 | 0 | 0.016156 | 17.0533 | 12 | 900 | 0 | 364 | 0 | 364 | 1 | 377.8053 | 0 | 16.3337 | FALSE
477 | 886307 | 2022-01-07 23:15 | 1641593700 | 1 | 1.6271 | 2.4544 | 0 | -0.0091683 | 16.905 | 12 | 900 | 0 | 84 | 0 | 84 | 1 | 377.8053 | 0 | 16.2826 | FALSE
478 | 886307 | 2022-01-07 23:30 | 1641594600 | 1 | 1.5585 | 2.3895 | 0 | -0.034493 | 16.7717 | 12 | 900 | 0 | 32 | 0 | 32 | 1 | 377.8053 | 0 | 16.229 | FALSE
479 | 886307 | 2022-01-07 23:45 | 1641595500 | 1 | 1.4899 | 2.3246 | 0 | -0.059817 | 16.6367 | 12 | 900 | 0 | 32 | 0 | 32 | 1 | 377.8053 | 0 | 16.1756 | FALSE
480 | 886307 | 2022-01-08 | 1641596400 | 1 | 1.4213 | 2.2597 | 0 | -0.085142 | 16.4767 | 12 | 900 | 0 | 32 | 0 | 32 | 1 | 377.8053 | 0 | 16.1222 | FALSE
481 | 886307 | 2022-01-08 00:15 | 1641597300 | 1 | 1.3516 | 2.4447 | 0 | -0.27821 | 16.405 | 12 | 900 | 0 | 32 | 0 | 32 | 1 | 377.8053 | 0 | 16.0683 | FALSE
482 | 886307 | 2022-01-08 00:30 | 1641598200 | 1 | 1.2819 | 2.6298 | 0 | -0.47128 | 16.2767 | 12 | 900 | 0 | 32 | 0 | 32 | 1 | 377.8053 | 0 | 16.0138 | FALSE
483 | 886307 | 2022-01-08 00:45 | 1641599100 | 1 | 1.2123 | 2.8149 | 0 | -0.66434 | 16.13 | 12 | 900 | 0 | 28 | 0 | 28 | 1 | 377.8053 | 0 | 15.9584 | FALSE
484 | 886307 | 2022-01-08 01:00 | 1641600000 | 1 | 1.1426 | 3 | 0 | -0.85741 | 16.0733 | 12 | 900 | 0 | 64 | 0 | 64 | 1 | 377.8053 | 0 | 15.9044 | FALSE
485 | 886307 | 2022-01-08 01:15 | 1641600900 | 1 | 1.1477 | 3.0213 | 0 | -0.86649 | 15.99 | 12 | 900 | 0 | 112 | 0 | 112 | 1 | 377.8053 | 0 | 15.853 | FALSE
486 | 886307 | 2022-01-08 01:30 | 1641601800 | 1 | 1.1529 | 3.0427 | 0 | -0.87557 | 15.8967 | 12 | 900 | 0 | 32 | 0 | 32 | 1 | 377.8053 | 0 | 15.7976 | FALSE
487 | 886307 | 2022-01-08 01:45 | 1641602700 | 1 | 1.158 | 3.064 | 0 | -0.88466 | 15.81 | 12 | 900 | 0 | 32 | 0 | 32 | 1 | 377.8053 | 0 | 15.7425 | FALSE
488 | 886307 | 2022-01-08 02:00 | 1641603600 | 1 | 1.1631 | 3.0853 | 0 | -0.89374 | 15.68 | 12 | 900 | 0 | 32 | 0 | 32 | 1 | 377.8053 | 0 | 15.6876 | FALSE
489 | 886307 | 2022-01-08 02:15 | 1641604500 | 1 | 1.0552 | 2.8353 | 0 | -0.835 | 15.6133 | 12 | 900 | 0 | 32 | 0 | 32 | 1 | 377.8053 | 0 | 15.6331 | FALSE
490 | 886307 | 2022-01-08 02:30 | 1641605400 | 1 | 0.94728 | 2.5853 | 0 | -0.77627 | 15.55 | 12 | 900 | 0 | 32 | 0 | 32 | 1 | 377.8053 | 0 | 15.5791 | FALSE
491 | 886307 | 2022-01-08 02:45 | 1641606300 | 1 | 0.83935 | 2.3353 | 0 | -0.71754 | 15.4733 | 12 | 900 | 0 | 32 | 0 | 32 | 1 | 377.8053 | 0 | 15.5256 | FALSE
492 | 886307 | 2022-01-08 03:00 | 1641607200 | 1 | 0.73141 | 2.0853 | 0 | -0.65881 | 15.34 | 12 | 900 | 0 | 32 | 0 | 32 | 1 | 377.8053 | 0 | 15.4726 | FALSE
493 | 886307 | 2022-01-08 03:15 | 1641608100 | 1 | 0.74449 | 2.2055 | 0 | -0.72585 | 15.2867 | 12 | 900 | 0 | 28 | 0 | 28 | 1 | 377.8053 | 0 | 15.4193 | FALSE
494 | 886307 | 2022-01-08 03:30 | 1641609000 | 1 | 0.75756 | 2.3257 | 0 | -0.79289 | 15.1933 | 12 | 900 | 0 | 32 | 0 | 32 | 1 | 377.8053 | 0 | 15.3662 | FALSE
495 | 886307 | 2022-01-08 03:45 | 1641609900 | 1 | 0.77064 | 2.4458 | 0 | -0.85993 | 15.14 | 12 | 900 | 0 | 44 | 0 | 44 | 1 | 377.8053 | 0 | 15.3136 | FALSE
496 | 886307 | 2022-01-08 04:00 | 1641610800 | 1 | 0.78371 | 2.566 | 0 | -0.92697 | 15.0533 | 12 | 900 | 0 | 116 | 0 | 116 | 1 | 377.8053 | 0 | 15.2646 | FALSE
497 | 886307 | 2022-01-08 04:15 | 1641611700 | 1 | 0.71958 | 2.6958 | 0 | -1.0777 | 14.9733 | 12 | 900 | 0 | 60 | 0 | 60 | 1 | 377.8053 | 0 | 15.2123 | FALSE
498 | 886307 | 2022-01-08 04:30 | 1641612600 | 1 | 0.65545 | 2.8257 | 0 | -1.2283 | 14.8767 | 12 | 900 | 0 | 32 | 0 | 32 | 1 | 377.8053 | 0 | 15.1582 | FALSE
499 | 886307 | 2022-01-08 04:45 | 1641613500 | 1 | 0.59132 | 2.9555 | 0 | -1.379 | 14.8167 | 12 | 900 | 0 | 28 | 0 | 28 | 1 | 377.8053 | 0 | 15.1035 | FALSE
500 | 886307 | 2022-01-08 05:00 | 1641614400 | 1 | 0.52718 | 3.0853 | 0 | -1.5297 | 14.7533 | 12 | 900 | 0 | 36 | 0 | 36 | 1 | 377.8053 | 0 | 15.0487 | FALSE
501 | 886307 | 2022-01-08 05:15 | 1641615300 | 1 | 0.48113 | 2.9216 | 0 | -1.4666 | 14.6367 | 12 | 900 | 0 | 32 | 0 | 32 | 1 | 377.8053 | 0 | 14.9943 | FALSE
502 | 886307 | 2022-01-08 05:30 | 1641616200 | 1 | 0.43507 | 2.7578 | 0 | -1.4035 | 14.58 | 12 | 900 | 0 | 28 | 0 | 28 | 1 | 377.8053 | 0 | 14.9402 | FALSE
503 | 886307 | 2022-01-08 05:45 | 1641617100 | 1 | 0.38901 | 2.5941 | 0 | -1.3404 | 14.52 | 12 | 900 | 0 | 32 | 0 | 32 | 1 | 377.8053 | 0 | 14.8868 | FALSE
504 | 886307 | 2022-01-08 06:00 | 1641618000 | 1 | 0.34296 | 2.4303 | 0 | -1.2773 | 14.4483 | 12 | 900 | 0 | 32 | 0 | 32 | 1 | 377.8053 | 0 | 14.8338 | FALSE
505 | 886307 | 2022-01-08 06:15 | 1641618900 | 1 | 0.33048 | 2.4303 | 0 | -1.2897 | 14.3067 | 10 | 900 | 0 | 32 | 0 | 32 | 1 | 377.8053 | 0 | 14.781 | FALSE
506 | 886307 | 2022-01-08 06:30 | 1641619800 | 1 | 0.318 | 2.4303 | 0 | -1.3022 | 14.1033 | 10 | 900 | 0 | 32 | 0 | 32 | 1 | 377.8053 | 0 | 14.7284 | FALSE
507 | 886307 | 2022-01-08 06:45 | 1641620700 | 1 | 0.30553 | 2.4303 | 0 | -1.3147 | 13.96 | 10 | 900 | 0 | 32 | 0 | 32 | 1 | 377.8053 | 0 | 14.676 | FALSE
508 | 886307 | 2022-01-08 07:00 | 1641621600 | 1 | 0.29305 | 2.4303 | 0 | -1.3272 | 13.8467 | 10 | 900 | 2784.2917 | 32 | 0 | 32 | 1 | 377.8053 | 2406.4863 | 14.7423 | FALSE
509 | 886307 | 2022-01-08 07:15 | 1641622500 | 1 | 0.34188 | 2.6376 | 1.1493 | -1.4165 | 13.745 | 10 | 900 | 2784.2917 | 32 | 0 | 32 | 1 | 377.8053 | 2406.4863 | 14.8084 | FALSE
510 | 886307 | 2022-01-08 07:30 | 1641623400 | 1 | 0.39072 | 2.845 | 2.2986 | -1.5059 | 13.67 | 10 | 900 | 2784.2917 | 312 | 0 | 312 | 1 | 377.8053 | 2406.4863 | 14.8885 | FALSE
511 | 886307 | 2022-01-08 07:45 | 1641624300 | 1 | 0.43955 | 3.0523 | 3.448 | -1.5953 | 13.67 | 15.5 | 900 | 2784.2917 | 568 | 0 | 568 | 1 | 377.8053 | 2406.4863 | 14.9814 | FALSE
512 | 886307 | 2022-01-08 08:00 | 1641625200 | 1 | 0.48838 | 3.2597 | 4.5973 | -1.6847 | 14.4533 | 15.5 | 900 | 1328.6444 | 44 | 0 | 44 | 1 | 377.8053 | 950.8391 | 14.9757 | FALSE
513 | 886307 | 2022-01-08 08:15 | 1641626100 | 1 | 0.68023 | 3.281 | 15.326 | -1.5071 | 15.3767 | 15.5 | 900 | 1328.6444 | 40 | 0 | 40 | 1 | 377.8053 | 950.8391 | 14.9749 | FALSE
514 | 886307 | 2022-01-08 08:30 | 1641627000 | 1 | 0.87209 | 3.3023 | 26.0548 | -1.3295 | 15.4033 | 14.5 | 900 | 1328.6444 | 44 | 0 | 44 | 1 | 377.8053 | 950.8391 | 14.9796 | FALSE
515 | 886307 | 2022-01-08 08:45 | 1641627900 | 1 | 1.0639 | 3.3237 | 36.7835 | -1.1518 | 15.06 | 14 | 900 | 1328.6444 | 32 | 0 | 32 | 1 | 377.8053 | 950.8391 | 14.9887 | FALSE
516 | 886307 | 2022-01-08 09:00 | 1641628800 | 1 | 1.2558 | 3.345 | 47.5123 | -0.9742 | 14.79 | 14 | 900 | 0 | 28 | 0 | 28 | 1 | 377.8053 | 0 | 14.9559 | FALSE
517 | 886307 | 2022-01-08 09:15 | 1641629700 | 1 | 1.4482 | 3.4312 | 58.1626 | -0.83924 | 14.5733 | 14 | 900 | 0 | 32 | 0 | 32 | 1 | 377.8053 | 0 | 14.9285 | FALSE
518 | 886307 | 2022-01-08 09:30 | 1641630600 | 1 | 1.6407 | 3.5175 | 68.8129 | -0.70429 | 14.47 | 14 | 900 | 0 | 32 | 0 | 32 | 1 | 377.8053 | 0 | 14.9061 | FALSE
519 | 886307 | 2022-01-08 09:45 | 1641631500 | 1 | 1.8331 | 3.6037 | 79.4633 | -0.56933 | 14.365 | 14 | 900 | 0 | 28 | 0 | 28 | 1 | 377.8053 | 0 | 14.8885 | FALSE
520 | 886307 | 2022-01-08 10:00 | 1641632400 | 1 | 2.0256 | 3.69 | 90.1136 | -0.43438 | 14.2733 | 14 | 900 | 0 | 32 | 0 | 32 | 1 | 377.8053 | 0 | 14.8762 | FALSE
521 | 886307 | 2022-01-08 10:15 | 1641633300 | 1 | 2.2092 | 3.7762 | 101.6556 | -0.30825 | 14.285 | 14 | 900 | 0 | 28 | 0 | 28 | 1 | 377.8053 | 0 | 14.8689 | FALSE
522 | 886307 | 2022-01-08 10:30 | 1641634200 | 1 | 2.3928 | 3.8625 | 113.1976 | -0.18212 | 14.32 | 14 | 900 | 0 | 120 | 0 | 120 | 1 | 377.8053 | 0 | 14.8717 | FALSE
523 | 886307 | 2022-01-08 10:45 | 1641635100 | 1 | 2.5765 | 3.9487 | 124.7396 | -0.055997 | 14.2867 | 14 | 900 | 0 | 888 | 0 | 888 | 1 | 377.8053 | 0 | 14.9187 | FALSE
524 | 886307 | 2022-01-08 11:00 | 1641636000 | 1 | 2.7601 | 4.035 | 136.2816 | 0.07013 | 14.2433 | 14 | 900 | 0 | 32 | 0 | 32 | 1 | 377.8053 | 0 | 14.9274 | FALSE
525 | 886307 | 2022-01-08 11:15 | 1641636900 | 1 | 2.824 | 4.22 | 127.6605 | 0.010687 | 14.295 | 14 | 900 | 0 | 40 | 0 | 40 | 1 | 377.8053 | 0 | 14.9326 | FALSE
526 | 886307 | 2022-01-08 11:30 | 1641637800 | 1 | 2.888 | 4.4051 | 119.0393 | -0.048756 | 14.33 | 14 | 900 | 0 | 224 | 0 | 224 | 1 | 377.8053 | 0 | 14.9433 | FALSE
527 | 886307 | 2022-01-08 11:45 | 1641638700 | 1 | 2.9519 | 4.5902 | 110.4182 | -0.1082 | 14.3133 | 14 | 900 | 0 | 56 | 0 | 56 | 1 | 377.8053 | 0 | 14.9417 | FALSE
528 | 886307 | 2022-01-08 12:00 | 1641639600 | 1 | 3.0159 | 4.7753 | 101.797 | -0.16764 | 14.19 | 14 | 900 | 3057.8361 | 64 | 0 | 64 | 1 | 377.8053 | 2680.0308 | 15.0687 | FALSE
529 | 886307 | 2022-01-08 12:15 | 1641640500 | 1 | 3.1554 | 5.004 | 101.4578 | -0.18055 | 14.1467 | 14.5 | 900 | 3057.8361 | 352 | 0 | 352 | 1 | 377.8053 | 2680.0308 | 15.2096 | FALSE
530 | 886307 | 2022-01-08 12:30 | 1641641400 | 1 | 3.295 | 5.2326 | 101.1186 | -0.19346 | 14.315 | 15.5 | 900 | 3057.8361 | 772 | 0 | 772 | 1 | 377.8053 | 2680.0308 | 15.371 | FALSE
531 | 886307 | 2022-01-08 12:45 | 1641642300 | 1 | 3.4345 | 5.4613 | 100.7794 | -0.20637 | 15.1167 | 15.5 | 900 | 3057.8361 | 32 | 0 | 32 | 1 | 377.8053 | 2680.0308 | 15.494 | FALSE
532 | 886307 | 2022-01-08 13:00 | 1641643200 | 1 | 3.574 | 5.69 | 100.4402 | -0.21928 | 15.39 | 15.5 | 900 | 1787.8083 | 96 | 0 | 96 | 1 | 377.8053 | 1410.003 | 15.557 | FALSE
533 | 886307 | 2022-01-08 13:15 | 1641644100 | 1 | 3.5719 | 5.5689 | 87.3485 | -0.14068 | 15.28 | 15.5 | 900 | 1787.8083 | 108 | 0 | 108 | 1 | 377.8053 | 1410.003 | 15.6152 | FALSE
534 | 886307 | 2022-01-08 13:30 | 1641645000 | 1 | 3.5698 | 5.4478 | 74.2567 | -0.062091 | 15.59 | 15.5 | 900 | 1787.8083 | 36 | 0 | 36 | 1 | 377.8053 | 1410.003 | 15.6645 | FALSE
535 | 886307 | 2022-01-08 13:45 | 1641645900 | 1 | 3.5676 | 5.3267 | 61.165 | 0.016503 | 15.8067 | 15.1667 | 900 | 1787.8083 | 216 | 0 | 216 | 1 | 377.8053 | 1410.003 | 15.7177 | FALSE
536 | 886307 | 2022-01-08 14:00 | 1641646800 | 1 | 3.5655 | 5.2056 | 48.0732 | 0.095096 | 15.7167 | 15 | 900 | 5402.5028 | 68 | 0 | 68 | 1 | 377.8053 | 5024.6974 | 15.9362 | FALSE
537 | 886307 | 2022-01-08 14:15 | 1641647700 | 1 | 3.5176 | 5.598 | 41.2499 | -0.21439 | 15.4933 | 15 | 900 | 5402.5028 | 52 | 0 | 52 | 1 | 377.8053 | 5024.6974 | 16.1488 | FALSE
538 | 886307 | 2022-01-08 14:30 | 1641648600 | 1 | 3.4698 | 5.9905 | 34.4265 | -0.52387 | 15.2767 | 15.8333 | 900 | 5402.5028 | 60 | 0 | 60 | 1 | 377.8053 | 5024.6974 | 16.3568 | FALSE
539 | 886307 | 2022-01-08 14:45 | 1641649500 | 1 | 3.4219 | 6.3829 | 27.6031 | -0.83335 | 15.1817 | 17.5 | 900 | 5402.5028 | 148 | 0 | 148 | 1 | 377.8053 | 5024.6974 | 16.5643 | FALSE
540 | 886307 | 2022-01-08 15:00 | 1641650400 | 1 | 3.374 | 6.7753 | 20.7797 | -1.1428 | 16.8067 | 17.5 | 900 | 1494.725 | 380 | 0 | 380 | 1 | 377.8053 | 1116.9197 | 16.5861 | FALSE
541 | 886307 | 2022-01-08 15:15 | 1641651300 | 1 | 3.3063 | 6.7753 | 16.0989 | -1.2106 | 17.8567 | 17.5 | 900 | 1494.725 | 128 | 0 | 128 | 1 | 377.8053 | 1116.9197 | 16.5928 | FALSE
542 | 886307 | 2022-01-08 15:30 | 1641652200 | 1 | 3.2386 | 6.7753 | 11.4181 | -1.2783 | 17.6133 | 17.5 | 900 | 1494.725 | 372 | 0 | 372 | 1 | 377.8053 | 1116.9197 | 16.6097 | FALSE
543 | 886307 | 2022-01-08 15:45 | 1641653100 | 1 | 3.1709 | 6.7753 | 6.7373 | -1.346 | 17.5667 | 17.5 | 900 | 1494.725 | 228 | 0 | 228 | 1 | 377.8053 | 1116.9197 | 16.617 | FALSE
544 | 886307 | 2022-01-08 16:00 | 1641654000 | 1 | 3.1031 | 6.7753 | 2.0565 | -1.4137 | 17.5233 | 17.5 | 900 | 2676.8278 | 168 | 0 | 168 | 1 | 377.8053 | 2299.0224 | 16.6772 | FALSE
545 | 886307 | 2022-01-08 16:15 | 1641654900 | 1 | 3.1126 | 6.6115 | 1.5424 | -1.2951 | 17.5767 | 17.5 | 900 | 2676.8278 | 152 | 0 | 152 | 1 | 377.8053 | 2299.0224 | 16.7366 | FALSE
546 | 886307 | 2022-01-08 16:30 | 1641655800 | 1 | 3.1221 | 6.4478 | 1.0283 | -1.1764 | 17.55 | 17.5 | 900 | 2676.8278 | 136 | 0 | 136 | 1 | 377.8053 | 2299.0224 | 16.7953 | FALSE
547 | 886307 | 2022-01-08 16:45 | 1641656700 | 1 | 3.1316 | 6.284 | 0.51413 | -1.0577 | 17.51 | 17.5 | 900 | 2676.8278 | 160 | 0 | 160 | 1 | 377.8053 | 2299.0224 | 16.8552 | FALSE
548 | 886307 | 2022-01-08 17:00 | 1641657600 | 1 | 3.1411 | 6.1203 | 0 | -0.93906 | 17.5167 | 17.1667 | 900 | 2588.9028 | 148 | 0 | 148 | 1 | 377.8053 | 2211.0974 | 16.9102 | FALSE
549 | 886307 | 2022-01-08 17:15 | 1641658500 | 1 | 3.2988 | 6.0989 | 0 | -0.76718 | 17.5933 | 16.5 | 900 | 2588.9028 | 144 | 0 | 144 | 1 | 377.8053 | 2211.0974 | 16.9655 | FALSE
550 | 886307 | 2022-01-08 17:30 | 1641659400 | 1 | 3.4564 | 6.0776 | 0 | -0.5953 | 17.22 | 16.5 | 900 | 2588.9028 | 136 | 0 | 136 | 1 | 377.8053 | 2211.0974 | 17.0209 | FALSE
551 | 886307 | 2022-01-08 17:45 | 1641660300 | 1 | 3.6141 | 6.0563 | 0 | -0.42342 | 16.9367 | 17 | 900 | 2588.9028 | 344 | 0 | 344 | 1 | 377.8053 | 2211.0974 | 17.0874 | FALSE
552 | 886307 | 2022-01-08 18:00 | 1641661200 | 1 | 3.7718 | 6.035 | 0 | -0.25154 | 17.01 | 18 | 900 | 4132.475 | 176 | 0 | 176 | 1 | 377.8053 | 3754.6697 | 17.2217 | FALSE
553 | 886307 | 2022-01-08 18:15 | 1641662100 | 1 | 3.9022 | 6.035 | 0 | -0.12111 | 17.5517 | 18 | 900 | 4132.475 | 72 | 0 | 72 | 1 | 377.8053 | 3754.6697 | 17.3508 | FALSE
554 | 886307 | 2022-01-08 18:30 | 1641663000 | 1 | 4.0326 | 6.035 | 0 | 0.0093262 | 17.8533 | 17.9833 | 900 | 4132.475 | 56 | 0 | 56 | 1 | 377.8053 | 3754.6697 | 17.4791 | FALSE
555 | 886307 | 2022-01-08 18:45 | 1641663900 | 1 | 4.1631 | 6.035 | 0 | 0.13976 | 18.205 | 17.98 | 900 | 4132.475 | 60 | 0 | 60 | 1 | 377.8053 | 3754.6697 | 17.6076 | FALSE
556 | 886307 | 2022-01-08 19:00 | 1641664800 | 1 | 4.2935 | 6.035 | 0 | 0.27019 | 18.59 | 17.9933 | 900 | 2681.7125 | 60 | 0 | 60 | 1 | 377.8053 | 2303.9072 | 17.6646 | FALSE
557 | 886307 | 2022-01-08 19:15 | 1641665700 | 1 | 4.3923 | 5.97 | 0 | 0.4123 | 18.4633 | 18 | 900 | 2681.7125 | 88 | 0 | 88 | 1 | 377.8053 | 2303.9072 | 17.7235 | FALSE
558 | 886307 | 2022-01-08 19:30 | 1641666600 | 1 | 4.4912 | 5.9051 | 0 | 0.55441 | 18.07 | 18 | 900 | 2681.7125 | 76 | 0 | 76 | 1 | 377.8053 | 2303.9072 | 17.782 | FALSE
559 | 886307 | 2022-01-08 19:45 | 1641667500 | 1 | 4.59 | 5.8402 | 0 | 0.69652 | 18.2867 | 18 | 900 | 2673.455 | 84 | 0 | 84 | 1 | 377.8053 | 2295.6496 | 17.8409 | FALSE
560 | 886307 | 2022-01-08 20:00 | 1641668400 | 1 | 4.6888 | 5.7753 | 0 | 0.83863 | 18.2 | 18.6667 | 900 | 2607.3949 | 196 | 0 | 196 | 1 | 377.8053 | 2229.5896 | 17.9026 | FALSE
561 | 886307 | 2022-01-08 20:15 | 1641669300 | 1 | 4.7191 | 5.7753 | 0 | 0.86895 | 18.9189 | 19.1667 | 900 | 2533.0774 | 164 | 0 | 164 | 1 | 377.8053 | 2155.272 | 17.9589 | FALSE
562 | 886307 | 2022-01-08 20:30 | 1641670200 | 1 | 4.7495 | 5.7753 | 0 | 0.89927 | 19.4878 | 20 | 900 | 2458.7598 | 76 | 0 | 76 | 1 | 377.8053 | 2080.9545 | 18.0069 | FALSE
563 | 886307 | 2022-01-08 20:45 | 1641671100 | 1 | 4.7798 | 5.7753 | 0 | 0.9296 | 20.23 | 21 | 900 | 803.0716 | 72 | 0 | 72 | 1 | 377.8053 | 425.2662 | 17.9731 | FALSE
564 | 886307 | 2022-01-08 21:00 | 1641672000 | 1 | 4.8101 | 5.7753 | 0 | 0.95992 | 20.59 | 21 | 900 | 2334.8972 | 80 | 0 | 80 | 1 | 377.8053 | 1957.0919 | 18.0154 | FALSE
565 | 886307 | 2022-01-08 21:15 | 1641672900 | 1 | 4.7589 | 5.6891 | 0 | 0.96616 | 20.695 | 13.9633 | 900 | 2334.8972 | 192 | 0 | 192 | 1 | 377.8053 | 1957.0919 | 18.0633 | FALSE
566 | 886307 | 2022-01-08 21:30 | 1641673800 | 1 | 4.7076 | 5.6028 | 0 | 0.9724 | 21.1267 | 15.15 | 900 | 2334.8972 | 256 | 0 | 256 | 1 | 377.8053 | 1957.0919 | 18.1143 | FALSE
567 | 886307 | 2022-01-08 21:45 | 1641674700 | 1 | 4.6563 | 5.5166 | 0 | 0.97863 | 20.4867 | 13 | 900 | 2334.8972 | 148 | 0 | 148 | 1 | 377.8053 | 1957.0919 | 18.1595 | FALSE
568 | 886307 | 2022-01-08 22:00 | 1641675600 | 1 | 4.6051 | 5.4303 | 0 | 0.98487 | 19.8033 | 13 | 900 | 0 | 332 | 0 | 332 | 1 | 377.8053 | 0 | 18.1176 | FALSE
569 | 886307 | 2022-01-08 22:15 | 1641676500 | 1 | 4.5705 | 5.2888 | 0 | 1.0446 | 19.2667 | 13 | 900 | 0 | 164 | 0 | 164 | 1 | 377.8053 | 0 | 18.0675 | FALSE
570 | 886307 | 2022-01-08 22:30 | 1641677400 | 1 | 4.5359 | 5.1473 | 0 | 1.1044 | 18.8867 | 13 | 900 | 0 | 200 | 0 | 200 | 1 | 377.8053 | 0 | 18.0197 | FALSE
571 | 886307 | 2022-01-08 22:45 | 1641678300 | 1 | 4.5013 | 5.0058 | 0 | 1.1641 | 18.51 | 13 | 900 | 0 | 80 | 0 | 80 | 1 | 377.8053 | 0 | 17.9663 | FALSE
572 | 886307 | 2022-01-08 23:00 | 1641679200 | 1 | 4.4667 | 4.8643 | 0 | 1.2239 | 18.18 | 13 | 900 | 0 | 32 | 0 | 32 | 1 | 377.8053 | 0 | 17.9109 | FALSE
573 | 886307 | 2022-01-08 23:15 | 1641680100 | 1 | 4.5122 | 4.7131 | 0 | 1.3701 | 17.975 | 13 | 900 | 0 | 36 | 0 | 36 | 1 | 377.8053 | 0 | 17.8566 | FALSE
574 | 886307 | 2022-01-08 23:30 | 1641681000 | 1 | 4.5576 | 4.562 | 0 | 1.5163 | 17.7767 | 13 | 900 | 0 | 28 | 0 | 28 | 1 | 377.8053 | 0 | 17.8027 | FALSE
575 | 886307 | 2022-01-08 23:45 | 1641681900 | 1 | 4.603 | 4.4108 | 0 | 1.6625 | 17.6067 | 13 | 900 | 0 | 32 | 0 | 32 | 1 | 377.8053 | 0 | 17.7499 | FALSE
576 | 886307 | 2022-01-09 | 1641682800 | 1 | 4.6485 | 4.2597 | 0 | 1.8087 | 17.46 | 13 | 900 | 0 | 32 | 0 | 32 | 1 | 377.8053 | 0 | 17.6979 | FALSE
577 | 886307 | 2022-01-09 00:15 | 1641683700 | 1 | 4.6568 | 3.9012 | 0 | 2.0561 | 17.2817 | 13 | 900 | 0 | 32 | 0 | 32 | 1 | 377.8053 | 0 | 17.6471 | FALSE
578 | 886307 | 2022-01-09 00:30 | 1641684600 | 1 | 4.6652 | 3.5427 | 0 | 2.3034 | 17.1867 | 13 | 900 | 0 | 28 | 0 | 28 | 1 | 377.8053 | 0 | 17.5974 | FALSE
579 | 886307 | 2022-01-09 00:45 | 1641685500 | 1 | 4.6735 | 3.1842 | 0 | 2.5507 | 17.055 | 13 | 900 | 0 | 36 | 0 | 36 | 1 | 377.8053 | 0 | 17.5494 | FALSE
580 | 886307 | 2022-01-09 01:00 | 1641686400 | 1 | 4.6819 | 2.8257 | 0 | 2.7981 | 16.945 | 13 | 900 | 0 | 112 | 0 | 112 | 1 | 377.8053 | 0 | 17.5064 | FALSE
581 | 886307 | 2022-01-09 01:15 | 1641687300 | 1 | 4.7437 | 2.9333 | 0 | 2.7882 | 16.8233 | 13 | 900 | 0 | 80 | 0 | 80 | 1 | 377.8053 | 0 | 17.462 | FALSE
582 | 886307 | 2022-01-09 01:30 | 1641688200 | 1 | 4.8055 | 3.0408 | 0 | 2.7783 | 16.7133 | 13 | 900 | 0 | 32 | 0 | 32 | 1 | 377.8053 | 0 | 17.4152 | FALSE
583 | 886307 | 2022-01-09 01:45 | 1641689100 | 1 | 4.8673 | 3.1484 | 0 | 2.7684 | 16.65 | 13 | 900 | 0 | 32 | 0 | 32 | 1 | 377.8053 | 0 | 17.3687 | FALSE
584 | 886307 | 2022-01-09 02:00 | 1641690000 | 1 | 4.9291 | 3.256 | 0 | 2.7585 | 16.54 | 13 | 900 | 0 | 28 | 0 | 28 | 1 | 377.8053 | 0 | 17.3221 | FALSE
585 | 886307 | 2022-01-09 02:15 | 1641690900 | 1 | 5.1844 | 3.3858 | 0 | 2.9271 | 16.4367 | 13 | 900 | 0 | 32 | 0 | 32 | 1 | 377.8053 | 0 | 17.2765 | FALSE
586 | 886307 | 2022-01-09 02:30 | 1641691800 | 1 | 5.4396 | 3.5156 | 0 | 3.0958 | 16.3683 | 13 | 900 | 0 | 28 | 0 | 28 | 1 | 377.8053 | 0 | 17.2317 | FALSE
587 | 886307 | 2022-01-09 02:45 | 1641692700 | 1 | 5.6948 | 3.6455 | 0 | 3.2645 | 16.3033 | 13 | 900 | 0 | 32 | 0 | 32 | 1 | 377.8053 | 0 | 17.188 | FALSE
588 | 886307 | 2022-01-09 03:00 | 1641693600 | 1 | 5.95 | 3.7753 | 0 | 3.4332 | 16.23 | 13 | 900 | 0 | 32 | 0 | 32 | 1 | 377.8053 | 0 | 17.1452 | FALSE
589 | 886307 | 2022-01-09 03:15 | 1641694500 | 1 | 6.0247 | 4.1891 | 0 | 3.232 | 16.15 | 13 | 900 | 0 | 28 | 0 | 28 | 1 | 377.8053 | 0 | 17.1015 | FALSE
590 | 886307 | 2022-01-09 03:30 | 1641695400 | 1 | 6.0994 | 4.6028 | 0 | 3.0309 | 16.04 | 13 | 900 | 0 | 44 | 0 | 44 | 1 | 377.8053 | 0 | 17.0579 | FALSE
591 | 886307 | 2022-01-09 03:45 | 1641696300 | 1 | 6.1741 | 5.0166 | 0 | 2.8297 | 15.9833 | 13 | 900 | 0 | 112 | 0 | 112 | 1 | 377.8053 | 0 | 17.0172 | FALSE
592 | 886307 | 2022-01-09 04:00 | 1641697200 | 1 | 6.2488 | 5.4303 | 0 | 2.6286 | 15.9317 | 13 | 900 | 0 | 76 | 0 | 76 | 1 | 377.8053 | 0 | 16.9739 | FALSE
593 | 886307 | 2022-01-09 04:15 | 1641698100 | 1 | 6.1845 | 5.5727 | 0 | 2.4693 | 15.8667 | 13 | 900 | 0 | 32 | 0 | 32 | 1 | 377.8053 | 0 | 16.928 | FALSE
594 | 886307 | 2022-01-09 04:30 | 1641699000 | 1 | 6.1201 | 5.7152 | 0 | 2.31 | 15.7733 | 13 | 900 | 0 | 32 | 0 | 32 | 1 | 377.8053 | 0 | 16.8815 | FALSE
595 | 886307 | 2022-01-09 04:45 | 1641699900 | 1 | 6.0558 | 5.8576 | 0 | 2.1507 | 15.6867 | 13 | 900 | 0 | 30 | 0 | 30 | 1 | 377.8053 | 0 | 16.8345 | FALSE
596 | 886307 | 2022-01-09 05:00 | 1641700800 | 1 | 5.9915 | 6 | 0 | 1.9915 | 15.6367 | 13 | 900 | 0 | 30 | 0 | 30 | 1 | 377.8053 | 0 | 16.787 | FALSE
597 | 886307 | 2022-01-09 05:15 | 1641701700 | 1 | 5.8815 | 6.1298 | 0 | 1.7949 | 15.58 | 13 | 900 | 0 | 28 | 0 | 28 | 1 | 377.8053 | 0 | 16.7388 | FALSE
598 | 886307 | 2022-01-09 05:30 | 1641702600 | 1 | 5.7715 | 6.2597 | 0 | 1.5984 | 15.5333 | 13 | 900 | 0 | 32 | 0 | 32 | 1 | 377.8053 | 0 | 16.6901 | FALSE
599 | 886307 | 2022-01-09 05:45 | 1641703500 | 1 | 5.6615 | 6.3895 | 0 | 1.4019 | 15.4633 | 13 | 900 | 0 | 32 | 0 | 32 | 1 | 377.8053 | 0 | 16.6408 | FALSE
600 | 886307 | 2022-01-09 06:00 | 1641704400 | 1 | 5.5516 | 6.5193 | 0 | 1.2054 | 15.41 | 13 | 900 | 0 | 28 | 0 | 28 | 1 | 377.8053 | 0 | 16.5908 | FALSE
601 | 886307 | 2022-01-09 06:15 | 1641705300 | 1 | 5.5072 | 6.2257 | 0 | 1.3567 | 15.34 | 13 | 900 | 0 | 32 | 0 | 32 | 1 | 377.8053 | 0 | 16.5417 | FALSE
602 | 886307 | 2022-01-09 06:30 | 1641706200 | 1 | 5.4628 | 5.9321 | 0 | 1.508 | 15.2983 | 13 | 900 | 0 | 92 | 0 | 92 | 1 | 377.8053 | 0 | 16.4966 | FALSE
603 | 886307 | 2022-01-09 06:45 | 1641707100 | 1 | 5.4184 | 5.6386 | 0 | 1.6594 | 15.22 | 13 | 900 | 0 | 108 | 0 | 108 | 1 | 377.8053 | 0 | 16.4531 | FALSE
604 | 886307 | 2022-01-09 07:00 | 1641708000 | 1 | 5.374 | 5.345 | 0 | 1.8107 | 15.1683 | 13 | 900 | 3849.1611 | 56 | 0 | 56 | 1 | 377.8053 | 3471.3558 | 16.5787 | FALSE
605 | 886307 | 2022-01-09 07:15 | 1641708900 | 1 | 5.2688 | 5.2801 | 0.45487 | 1.7488 | 15.12 | 13 | 900 | 3849.1611 | 188 | 0 | 188 | 1 | 377.8053 | 3471.3558 | 16.7105 | FALSE
606 | 886307 | 2022-01-09 07:30 | 1641709800 | 1 | 5.1636 | 5.2152 | 0.90974 | 1.6868 | 15.0967 | 14.1667 | 900 | 3849.1611 | 560 | 0 | 560 | 1 | 377.8053 | 3471.3558 | 16.8605 | FALSE
607 | 886307 | 2022-01-09 07:45 | 1641710700 | 1 | 5.0583 | 5.1502 | 1.3646 | 1.6248 | 15.42 | 16.5 | 900 | 3849.1611 | 48 | 0 | 48 | 1 | 377.8053 | 3471.3558 | 16.9838 | FALSE
608 | 886307 | 2022-01-09 08:00 | 1641711600 | 1 | 4.9531 | 5.0853 | 1.8195 | 1.5629 | 16.335 | 16.5 | 900 | 1817.1167 | 44 | 0 | 44 | 1 | 377.8053 | 1439.3113 | 17.0063 | FALSE
609 | 886307 | 2022-01-09 08:15 | 1641712500 | 1 | 4.8582 | 5.0204 | 8.2848 | 1.5112 | 16.4933 | 16.5 | 900 | 1817.1167 | 48 | 0 | 48 | 1 | 377.8053 | 1439.3113 | 17.0313 | FALSE
610 | 886307 | 2022-01-09 08:30 | 1641713400 | 1 | 4.7632 | 4.9555 | 14.7501 | 1.4595 | 16.5733 | 16.5 | 900 | 1817.1167 | 64 | 0 | 64 | 1 | 377.8053 | 1439.3113 | 17.0594 | FALSE
611 | 886307 | 2022-01-09 08:45 | 1641714300 | 1 | 4.6683 | 4.8906 | 21.2154 | 1.4079 | 16.6633 | 16.5 | 900 | 1817.1167 | 88 | 0 | 88 | 1 | 377.8053 | 1439.3113 | 17.0911 | FALSE
612 | 886307 | 2022-01-09 09:00 | 1641715200 | 1 | 4.5733 | 4.8257 | 27.6807 | 1.3562 | 16.76 | 14.1667 | 900 | 0 | 136 | 0 | 136 | 1 | 377.8053 | 0 | 17.0566 | FALSE
613 | 886307 | 2022-01-09 09:15 | 1641716100 | 1 | 4.7766 | 4.6406 | 45.0737 | 1.6829 | 16.5 | 13 | 900 | 0 | 64 | 0 | 64 | 1 | 377.8053 | 0 | 17.0271 | FALSE
614 | 886307 | 2022-01-09 09:30 | 1641717000 | 1 | 4.9799 | 4.4555 | 62.4667 | 2.0095 | 16.22 | 13 | 900 | 0 | 28 | 0 | 28 | 1 | 377.8053 | 0 | 17.0045 | FALSE
615 | 886307 | 2022-01-09 09:45 | 1641717900 | 1 | 5.1831 | 4.2704 | 79.8598 | 2.3362 | 16.0217 | 13 | 900 | 0 | 29.3333 | 0 | 29.3333 | 1 | 377.8053 | 0 | 16.9906 | FALSE
616 | 886307 | 2022-01-09 10:00 | 1641718800 | 1 | 5.3864 | 4.0853 | 97.2528 | 2.6629 | 15.92 | 13 | 900 | 0 | 30.6667 | 0 | 30.6667 | 1 | 377.8053 | 0 | 16.9853 | FALSE
617 | 886307 | 2022-01-09 10:15 | 1641719700 | 1 | 5.4811 | 4.314 | 113.8696 | 2.6051 | 15.8483 | 13 | 900 | 0 | 28 | 0 | 28 | 1 | 377.8053 | 0 | 16.9864 | FALSE
618 | 886307 | 2022-01-09 10:30 | 1641720600 | 1 | 5.5757 | 4.5427 | 130.4863 | 2.5473 | 15.785 | 13 | 900 | 0 | 28 | 0 | 28 | 1 | 377.8053 | 0 | 16.9942 | FALSE
619 | 886307 | 2022-01-09 10:45 | 1641721500 | 1 | 5.6704 | 4.7713 | 147.1031 | 2.4895 | 15.8033 | 13 | 900 | 0 | 28 | 0 | 28 | 1 | 377.8053 | 0 | 17.0085 | FALSE
620 | 886307 | 2022-01-09 11:00 | 1641722400 | 1 | 5.7651 | 5 | 163.7199 | 2.4317 | 15.8033 | 13 | 900 | 0 | 32 | 0 | 32 | 1 | 377.8053 | 0 | 17.0296 | FALSE
621 | 886307 | 2022-01-09 11:15 | 1641723300 | 1 | 5.7091 | 4.9573 | 166.842 | 2.4042 | 15.8233 | 13 | 900 | 0 | 56 | 0 | 56 | 1 | 377.8053 | 0 | 17.053 | FALSE
622 | 886307 | 2022-01-09 11:30 | 1641724200 | 1 | 5.6531 | 4.9147 | 169.964 | 2.3766 | 15.82 | 13 | 900 | 0 | 112 | 0 | 112 | 1 | 377.8053 | 0 | 17.0803 | FALSE
623 | 886307 | 2022-01-09 11:45 | 1641725100 | 1 | 5.597 | 4.872 | 173.0861 | 2.349 | 15.945 | 13 | 900 | 0 | 44 | 0 | 44 | 1 | 377.8053 | 0 | 17.1051 | FALSE
624 | 886307 | 2022-01-09 12:00 | 1641726000 | 1 | 5.541 | 4.8293 | 176.2082 | 2.3215 | 16.0667 | 13 | 900 | 0 | 26 | 0 | 26 | 1 | 377.8053 | 0 | 17.1302 | FALSE
625 | 886307 | 2022-01-09 12:15 | 1641726900 | 1 | 5.6414 | 4.6869 | 180.179 | 2.5168 | 16.225 | 13 | 900 | 0 | 26 | 0 | 26 | 1 | 377.8053 | 0 | 17.1575 | FALSE
626 | 886307 | 2022-01-09 12:30 | 1641727800 | 1 | 5.7418 | 4.5445 | 184.1497 | 2.7122 | 16.3433 | 13 | 900 | 0 | 28 | 0 | 28 | 1 | 377.8053 | 0 | 17.1874 | FALSE
627 | 886307 | 2022-01-09 12:45 | 1641728700 | 1 | 5.8422 | 4.4021 | 188.1205 | 2.9075 | 16.3733 | 13 | 900 | 0 | 32 | 0 | 32 | 1 | 377.8053 | 0 | 17.2197 | FALSE
628 | 886307 | 2022-01-09 13:00 | 1641729600 | 1 | 5.9426 | 4.2597 | 192.0913 | 3.1028 | 16.2767 | 13 | 900 | 0 | 28 | 0 | 28 | 1 | 377.8053 | 0 | 17.2542 | FALSE
629 | 886307 | 2022-01-09 13:15 | 1641730500 | 1 | 5.8574 | 4.4234 | 175.6088 | 2.9085 | 16.0967 | 13 | 900 | 0 | 28 | 0 | 28 | 1 | 377.8053 | 0 | 17.2809 | FALSE
630 | 886307 | 2022-01-09 13:30 | 1641731400 | 1 | 5.7723 | 4.5872 | 159.1264 | 2.7142 | 15.9467 | 13 | 900 | 0 | 28 | 0 | 28 | 1 | 377.8053 | 0 | 17.2999 | FALSE
631 | 886307 | 2022-01-09 13:45 | 1641732300 | 1 | 5.6871 | 4.7509 | 142.6439 | 2.5198 | 16.0783 | 13 | 900 | 0 | 32 | 0 | 32 | 1 | 377.8053 | 0 | 17.3115 | FALSE
632 | 886307 | 2022-01-09 14:00 | 1641733200 | 1 | 5.602 | 4.9147 | 126.1615 | 2.3255 | 16.1567 | 13 | 900 | 0 | 56 | 0 | 56 | 1 | 377.8053 | 0 | 17.3166 | FALSE
633 | 886307 | 2022-01-09 14:15 | 1641734100 | 1 | 5.4422 | 4.7073 | 108.2546 | 2.3039 | 16.1133 | 13 | 900 | 0 | 112 | 0 | 112 | 1 | 377.8053 | 0 | 17.3171 | FALSE
634 | 886307 | 2022-01-09 14:30 | 1641735000 | 1 | 5.2824 | 4.5 | 90.3477 | 2.2824 | 16.0767 | 13 | 900 | 0 | 44 | 0 | 44 | 1 | 377.8053 | 0 | 17.3066 | FALSE
635 | 886307 | 2022-01-09 14:45 | 1641735900 | 1 | 5.1226 | 4.2927 | 72.4409 | 2.2608 | 15.96 | 13 | 900 | 0 | 28 | 0 | 28 | 1 | 377.8053 | 0 | 17.288 | FALSE
636 | 886307 | 2022-01-09 15:00 | 1641736800 | 1 | 4.9628 | 4.0853 | 54.534 | 2.2392 | 15.93 | 13 | 900 | 0 | 32 | 0 | 32 | 1 | 377.8053 | 0 | 17.2621 | FALSE
637 | 886307 | 2022-01-09 15:15 | 1641737700 | 1 | 4.8673 | 3.8567 | 42.9839 | 2.2962 | 15.87 | 13 | 900 | 0 | 28 | 0 | 28 | 1 | 377.8053 | 0 | 17.2317 | FALSE
638 | 886307 | 2022-01-09 15:30 | 1641738600 | 1 | 4.7719 | 3.628 | 31.4337 | 2.3532 | 15.74 | 13 | 900 | 0 | 28 | 0 | 28 | 1 | 377.8053 | 0 | 17.1969 | FALSE
639 | 886307 | 2022-01-09 15:45 | 1641739500 | 1 | 4.6765 | 3.3993 | 19.8835 | 2.4102 | 15.5933 | 13 | 900 | 0 | 28 | 0 | 28 | 1 | 377.8053 | 0 | 17.1577 | FALSE
640 | 886307 | 2022-01-09 16:00 | 1641740400 | 1 | 4.581 | 3.1707 | 8.3333 | 2.4673 | 15.4767 | 13 | 900 | 0 | 32 | 0 | 32 | 1 | 377.8053 | 0 | 17.1144 | FALSE
641 | 886307 | 2022-01-09 16:15 | 1641741300 | 1 | 4.6174 | 3.2917 | 6.25 | 2.4229 | 15.39 | 13 | 900 | 0 | 28 | 0 | 28 | 1 | 377.8053 | 0 | 17.07 | FALSE
642 | 886307 | 2022-01-09 16:30 | 1641742200 | 1 | 4.6539 | 3.4128 | 4.1667 | 2.3786 | 15.305 | 13 | 900 | 0 | 28 | 0 | 28 | 1 | 377.8053 | 0 | 17.0247 | FALSE
643 | 886307 | 2022-01-09 16:45 | 1641743100 | 1 | 4.6903 | 3.5339 | 2.0833 | 2.3343 | 15.23 | 13 | 900 | 0 | 28 | 0 | 28 | 1 | 377.8053 | 0 | 16.9786 | FALSE
644 | 886307 | 2022-01-09 17:00 | 1641744000 | 1 | 4.7267 | 3.655 | 0 | 2.29 | 15.16 | 13 | 900 | 1719.4222 | 112 | 0 | 112 | 1 | 377.8053 | 1341.6169 | 17.002 | FALSE
645 | 886307 | 2022-01-09 17:15 | 1641744900 | 1 | 4.6647 | 3.655 | 0 | 2.228 | 15.12 | 13 | 900 | 1719.4222 | 76 | 0 | 76 | 1 | 377.8053 | 1341.6169 | 17.0233 | FALSE
646 | 886307 | 2022-01-09 17:30 | 1641745800 | 1 | 4.6027 | 3.655 | 0 | 2.166 | 15.0433 | 13 | 900 | 1719.4222 | 32 | 0 | 32 | 1 | 377.8053 | 1341.6169 | 17.0419 | FALSE
647 | 886307 | 2022-01-09 17:45 | 1641746700 | 1 | 4.5406 | 3.655 | 0 | 2.104 | 14.9933 | 15.1667 | 900 | 1719.4222 | 192 | 0 | 192 | 1 | 377.8053 | 1341.6169 | 17.0683 | FALSE
648 | 886307 | 2022-01-09 18:00 | 1641747600 | 1 | 4.4786 | 3.655 | 0 | 2.042 | 15.43 | 17 | 900 | 5461.1194 | 1180 | 0 | 1180 | 1 | 377.8053 | 5083.3141 | 17.3288 | FALSE
649 | 886307 | 2022-01-09 18:15 | 1641748500 | 1 | 4.1909 | 3.2839 | 0 | 2.0016 | 16.53 | 17 | 900 | 5461.1194 | 224 | 0 | 224 | 1 | 377.8053 | 5083.3141 | 17.5396 | FALSE
650 | 886307 | 2022-01-09 18:30 | 1641749400 | 1 | 3.9032 | 2.9128 | 0 | 1.9613 | 16.88 | 16.9933 | 900 | 5461.1194 | 48 | 0 | 48 | 1 | 377.8053 | 5083.3141 | 17.7403 | FALSE
651 | 886307 | 2022-01-09 18:45 | 1641750300 | 1 | 3.6155 | 2.5417 | 0 | 1.921 | 16.8467 | 16.9733 | 900 | 5461.1194 | 68 | 0 | 68 | 1 | 377.8053 | 5083.3141 | 17.941 | FALSE
652 | 886307 | 2022-01-09 19:00 | 1641751200 | 1 | 3.3278 | 2.1707 | 0 | 1.8807 | 17.3567 | 17.45 | 900 | 957.4056 | 60 | 0 | 60 | 1 | 377.8053 | 579.6002 | 17.9185 | FALSE
653 | 886307 | 2022-01-09 19:15 | 1641752100 | 1 | 3.1461 | 2.1707 | 0 | 1.699 | 17.73 | 17.46 | 900 | 957.4056 | 136 | 0 | 136 | 1 | 377.8053 | 579.6002 | 17.8992 | FALSE
654 | 886307 | 2022-01-09 19:30 | 1641753000 | 1 | 2.9644 | 2.1707 | 0 | 1.5173 | 17.6533 | 17.4833 | 900 | 957.4056 | 120 | 0 | 120 | 1 | 377.8053 | 579.6002 | 17.8783 | FALSE
655 | 886307 | 2022-01-09 19:45 | 1641753900 | 1 | 2.7827 | 2.1707 | 0 | 1.3356 | 17.8033 | 17.5 | 900 | 957.4056 | 81.3333 | 0 | 81.3333 | 1 | 377.8053 | 579.6002 | 17.8548 | FALSE
656 | 886307 | 2022-01-09 20:00 | 1641754800 | 1 | 2.601 | 2.1707 | 0 | 1.1539 | 17.6233 | 17.5 | 900 | 1240.7194 | 114.6667 | 0 | 114.6667 | 1 | 377.8053 | 862.9141 | 17.8463 | FALSE
657 | 886307 | 2022-01-09 20:15 | 1641755700 | 1 | 2.6874 | 2.128 | 0 | 1.2688 | 17.6867 | 17.5 | 900 | 1240.7194 | 108 | 0 | 108 | 1 | 377.8053 | 862.9141 | 17.838 | FALSE
658 | 886307 | 2022-01-09 20:30 | 1641756600 | 1 | 2.7739 | 2.0853 | 0 | 1.3836 | 17.69 | 17.5 | 900 | 1240.7194 | 92 | 0 | 92 | 1 | 377.8053 | 862.9141 | 17.8294 | FALSE
659 | 886307 | 2022-01-09 20:45 | 1641757500 | 1 | 2.8603 | 2.0427 | 0 | 1.4985 | 17.52 | 17.5 | 900 | 1240.7194 | 328 | 0 | 328 | 1 | 377.8053 | 862.9141 | 17.8333 | FALSE
660 | 886307 | 2022-01-09 21:00 | 1641758400 | 1 | 2.9467 | 2 | 0 | 1.6134 | 17.4633 | 17.5 | 900 | 947.6361 | 128 | 0 | 128 | 1 | 377.8053 | 569.8308 | 17.8131 | FALSE
661 | 886307 | 2022-01-09 21:15 | 1641759300 | 1 | 2.817 | 1.9787 | 0 | 1.4979 | 17.67 | 17.5 | 900 | 947.6361 | 148 | 0 | 148 | 1 | 377.8053 | 569.8308 | 17.7934 | FALSE
662 | 886307 | 2022-01-09 21:30 | 1641760200 | 1 | 2.6872 | 1.9573 | 0 | 1.3823 | 17.5783 | 17.5 | 900 | 947.6361 | 432 | 0 | 432 | 1 | 377.8053 | 569.8308 | 17.7878 | FALSE
663 | 886307 | 2022-01-09 21:45 | 1641761100 | 1 | 2.5575 | 1.936 | 0 | 1.2668 | 17.5333 | 17.5 | 900 | 947.6361 | 124 | 0 | 124 | 1 | 377.8053 | 569.8308 | 17.7661 | FALSE
664 | 886307 | 2022-01-09 22:00 | 1641762000 | 1 | 2.4278 | 1.9147 | 0 | 1.1513 | 17.6467 | 17.5 | 900 | 78.1556 | 116 | 0 | 116 | 1 | 377.8053 | 0 | 17.7156 | FALSE
665 | 886307 | 2022-01-09 22:15 | 1641762900 | 1 | 2.1709 | 1.936 | 0 | 0.88021 | 17.56 | 13.8333 | 900 | 78.1556 | 116 | 0 | 116 | 1 | 377.8053 | 0 | 17.6641 | FALSE
666 | 886307 | 2022-01-09 22:30 | 1641763800 | 1 | 1.914 | 1.9573 | 0 | 0.60911 | 17.33 | 12 | 900 | 78.1556 | 108 | 0 | 108 | 1 | 377.8053 | 0 | 17.6112 | FALSE
667 | 886307 | 2022-01-09 22:45 | 1641764700 | 1 | 1.6571 | 1.9787 | 0 | 0.33801 | 17.1867 | 12 | 900 | 78.1556 | 44 | 0 | 44 | 1 | 377.8053 | 0 | 17.5542 | FALSE
668 | 886307 | 2022-01-09 23:00 | 1641765600 | 1 | 1.4002 | 2 | 0 | 0.066915 | 16.8767 | 12 | 900 | 0 | 40 | 0 | 40 | 1 | 377.8053 | 0 | 17.4961 | FALSE
669 | 886307 | 2022-01-09 23:15 | 1641766500 | 1 | 1.2985 | 2 | 0 | -0.034822 | 16.6567 | 12 | 900 | 0 | 32 | 0 | 32 | 1 | 377.8053 | 0 | 17.4374 | FALSE
670 | 886307 | 2022-01-09 23:30 | 1641767400 | 1 | 1.1968 | 2 | 0 | -0.13656 | 16.47 | 12 | 900 | 0 | 28 | 0 | 28 | 1 | 377.8053 | 0 | 17.3784 | FALSE
671 | 886307 | 2022-01-09 23:45 | 1641768300 | 1 | 1.095 | 2 | 0 | -0.2383 | 16.3317 | 12 | 900 | 0 | 32 | 0 | 32 | 1 | 377.8053 | 0 | 17.3193 | FALSE
672 | 886307 | 2022-01-10 | 1641769200 | 1 | 0.9933 | 2 | 0 | -0.34003 | 16.2 | 12 | 900 | 0 | 60 | 0 | 60 | 1 | 377.8053 | 0 | 16.2 | FALSE
673 | 886307 | 2022-01-10 00:15 | 1641770100 | 1 | 0.98497 | 1.8362 | 0 | -0.23919 | 16.0867 | 12 | 900 | 0 | 112 | 0 | 112 | 1 | 377.8053 | 0 | 16.1162 | FALSE
674 | 886307 | 2022-01-10 00:30 | 1641771000 | 1 | 0.97664 | 1.6725 | 0 | -0.13835 | 15.9967 | 12 | 900 | 0 | 40 | 0 | 40 | 1 | 377.8053 | 0 | 16.0278 | FALSE
675 | 886307 | 2022-01-10 00:45 | 1641771900 | 1 | 0.96831 | 1.5087 | 0 | -0.037516 | 15.8833 | 12 | 900 | 0 | 32 | 0 | 32 | 1 | 377.8053 | 0 | 15.94 | FALSE
676 | 886307 | 2022-01-10 01:00 | 1641772800 | 1 | 0.95998 | 1.345 | 0 | 0.063323 | 15.81 | 12 | 900 | 0 | 32 | 0 | 32 | 1 | 377.8053 | 0 | 15.8535 | FALSE
677 | 886307 | 2022-01-10 01:15 | 1641773700 | 1 | 0.87588 | 1.345 | 0 | -0.020779 | 15.7233 | 12 | 900 | 0 | 28 | 0 | 28 | 1 | 377.8053 | 0 | 15.7667 | FALSE
678 | 886307 | 2022-01-10 01:30 | 1641774600 | 1 | 0.79177 | 1.345 | 0 | -0.10488 | 15.64 | 12 | 900 | 0 | 32 | 0 | 32 | 1 | 377.8053 | 0 | 15.6802 | FALSE
679 | 886307 | 2022-01-10 01:45 | 1641775500 | 1 | 0.70767 | 1.345 | 0 | -0.18898 | 15.52 | 12 | 900 | 0 | 28 | 0 | 28 | 1 | 377.8053 | 0 | 15.5934 | FALSE
680 | 886307 | 2022-01-10 02:00 | 1641776400 | 1 | 0.62357 | 1.345 | 0 | -0.27309 | 15.4367 | 12 | 900 | 0 | 32 | 0 | 32 | 1 | 377.8053 | 0 | 15.507 | FALSE
681 | 886307 | 2022-01-10 02:15 | 1641777300 | 1 | 0.38578 | 1.345 | 0 | -0.51087 | 15.335 | 12 | 900 | 0 | 28 | 0 | 28 | 1 | 377.8053 | 0 | 15.4192 | FALSE
682 | 886307 | 2022-01-10 02:30 | 1641778200 | 1 | 0.14799 | 1.345 | 0 | -0.74866 | 15.2883 | 12 | 900 | 0 | 32 | 0 | 32 | 1 | 377.8053 | 0 | 15.3307 | FALSE
683 | 886307 | 2022-01-10 02:45 | 1641779100 | 1 | -0.089795 | 1.345 | 0 | -0.98645 | 15.185 | 12 | 900 | 0 | 28 | 0 | 28 | 1 | 377.8053 | 0 | 15.2408 | FALSE
684 | 886307 | 2022-01-10 03:00 | 1641780000 | 1 | -0.32758 | 1.345 | 0 | -1.2242 | 15.095 | 12 | 900 | 0 | 32 | 0 | 32 | 1 | 377.8053 | 0 | 15.1502 | FALSE
685 | 886307 | 2022-01-10 03:15 | 1641780900 | 1 | -0.42235 | 1.345 | 0 | -1.319 | 15.04 | 12 | 900 | 0 | 28 | 0 | 28 | 1 | 377.8053 | 0 | 15.0592 | FALSE
686 | 886307 | 2022-01-10 03:30 | 1641781800 | 1 | -0.51712 | 1.345 | 0 | -1.4138 | 14.9367 | 12 | 900 | 0 | 32 | 0 | 32 | 1 | 377.8053 | 0 | 14.9686 | FALSE
687 | 886307 | 2022-01-10 03:45 | 1641782700 | 1 | -0.61189 | 1.345 | 0 | -1.5085 | 14.84 | 12 | 900 | 0 | 28 | 0 | 28 | 1 | 377.8053 | 0 | 14.8775 | FALSE
688 | 886307 | 2022-01-10 04:00 | 1641783600 | 1 | -0.70666 | 1.345 | 0 | -1.6033 | 14.7867 | 12 | 900 | 0 | 32 | 0 | 32 | 1 | 377.8053 | 0 | 14.7868 | FALSE
689 | 886307 | 2022-01-10 04:15 | 1641784500 | 1 | -0.79957 | 1.345 | 0 | -1.6962 | 14.7 | 12 | 900 | 0 | 28 | 0 | 28 | 1 | 377.8053 | 0 | 14.6958 | FALSE
690 | 886307 | 2022-01-10 04:30 | 1641785400 | 1 | -0.89248 | 1.345 | 0 | -1.7891 | 14.6233 | 12 | 900 | 0 | 80 | 0 | 80 | 1 | 377.8053 | 0 | 14.609 | FALSE
691 | 886307 | 2022-01-10 04:45 | 1641786300 | 1 | -0.98539 | 1.345 | 0 | -1.882 | 14.3833 | 12 | 900 | 0 | 112 | 0 | 112 | 1 | 377.8053 | 0 | 14.5249 | FALSE
692 | 886307 | 2022-01-10 05:00 | 1641787200 | 1 | -1.0783 | 1.345 | 0 | -1.975 | 14.4867 | 12 | 900 | 0 | 44 | 0 | 44 | 1 | 377.8053 | 0 | 14.435 | FALSE
693 | 886307 | 2022-01-10 05:15 | 1641788100 | 1 | -1.1528 | 1.345 | 0 | -2.0495 | 14.4167 | 12 | 900 | 0 | 28 | 0 | 28 | 1 | 377.8053 | 0 | 14.344 | FALSE
694 | 886307 | 2022-01-10 05:30 | 1641789000 | 1 | -1.2273 | 1.345 | 0 | -2.124 | 14.36 | 12 | 900 | 0 | 32 | 0 | 32 | 1 | 377.8053 | 0 | 14.2533 | FALSE
695 | 886307 | 2022-01-10 05:45 | 1641789900 | 1 | -1.3018 | 1.345 | 0 | -2.1985 | 14.3083 | 12 | 900 | 0 | 28 | 0 | 28 | 1 | 377.8053 | 0 | 14.1625 | FALSE
696 | 886307 | 2022-01-10 06:00 | 1641790800 | 1 | -1.3763 | 1.345 | 0 | -2.273 | 14.2233 | 12 | 900 | 0 | 32 | 0 | 32 | 1 | 377.8053 | 0 | 14.0721 | FALSE
697 | 886307 | 2022-01-10 06:15 | 1641791700 | 1 | -1.4114 | 1.2801 | 0 | -2.2648 | 14.18 | 12 | 900 | 0 | 28 | 0 | 28 | 1 | 377.8053 | 0 | 13.9821 | FALSE
698 | 886307 | 2022-01-10 06:30 | 1641792600 | 1 | -1.4465 | 1.2152 | 0 | -2.2566 | 14.1367 | 12 | 900 | 0 | 32 | 0 | 32 | 1 | 377.8053 | 0 | 13.893 | FALSE
699 | 886307 | 2022-01-10 06:45 | 1641793500 | 1 | -1.4815 | 1.1502 | 0 | -2.2484 | 14.085 | 12 | 900 | 0 | 32 | 0 | 32 | 1 | 377.8053 | 0 | 13.8047 | FALSE
700 | 886307 | 2022-01-10 07:00 | 1641794400 | 1 | -1.5166 | 1.0853 | 0 | -2.2402 | 14.0017 | 12 | 900 | 4718.6417 | 28 | 0 | 28 | 1 | 377.8053 | 4340.8363 | 14.0671 | FALSE
701 | 886307 | 2022-01-10 07:15 | 1641795300 | 1 | -1.4756 | 1.0853 | 0.51413 | -2.1992 | 13.96 | 12 | 900 | 4718.6417 | 36 | 0 | 36 | 1 | 377.8053 | 4340.8363 | 14.3289 | FALSE
702 | 886307 | 2022-01-10 07:30 | 1641796200 | 1 | -1.4346 | 1.0853 | 1.0283 | -2.1582 | 13.9 | 14.6667 | 900 | 4718.6417 | 712 | 0 | 712 | 1 | 377.8053 | 4340.8363 | 14.6455 | FALSE
703 | 886307 | 2022-01-10 07:45 | 1641797100 | 1 | -1.3936 | 1.0853 | 1.5424 | -2.1172 | 14.3967 | 15.5767 | 900 | 4718.6417 | 1064 | 0 | 1064 | 1 | 377.8053 | 4340.8363 | 14.9897 | FALSE
704 | 886307 | 2022-01-10 08:00 | 1641798000 | 1 | -1.3526 | 1.0853 | 2.0565 | -2.0762 | 15.4283 | 15.5767 | 900 | 39.0778 | 1568 | 0 | 1568 | 1 | 377.8053 | 0 | 15.0235 | FALSE
705 | 886307 | 2022-01-10 08:15 | 1641798900 | 1 | -1.0857 | 1.0853 | 12.1769 | -1.8092 | 15.8 | 15.3267 | 900 | 39.0778 | 704 | 0 | 704 | 1 | 377.8053 | 0 | 14.9907 | FALSE
706 | 886307 | 2022-01-10 08:30 | 1641799800 | 1 | -0.81873 | 1.0853 | 22.2973 | -1.5423 | 15.32 | 14 | 900 | 39.0778 | 352 | 0 | 352 | 1 | 377.8053 | 0 | 14.9344 | FALSE
707 | 886307 | 2022-01-10 08:45 | 1641800700 | 1 | -0.55179 | 1.0853 | 32.4177 | -1.2753 | 14.755 | 12 | 900 | 39.0778 | 224 | 0 | 224 | 1 | 377.8053 | 0 | 14.8734 | FALSE
708 | 886307 | 2022-01-10 09:00 | 1641801600 | 1 | -0.28484 | 1.0853 | 42.5381 | -1.0084 | 14.26 | 12 | 900 | 3595.1556 | 116 | 0 | 116 | 1 | 377.8053 | 3217.3502 | 15.0691 | FALSE
709 | 886307 | 2022-01-10 09:15 | 1641802500 | 1 | 0.12291 | 1.0853 | 69.1905 | -0.60065 | 14.015 | 12 | 900 | 3595.1556 | 152 | 0 | 152 | 1 | 377.8053 | 3217.3502 | 15.279 | FALSE
710 | 886307 | 2022-01-10 09:30 | 1641803400 | 1 | 0.53066 | 1.0853 | 95.8429 | -0.19289 | 14.0467 | 16 | 900 | 3595.1556 | 476 | 0 | 476 | 1 | 377.8053 | 3217.3502 | 15.5271 | FALSE
711 | 886307 | 2022-01-10 09:45 | 1641804300 | 1 | 0.93841 | 1.0853 | 122.4954 | 0.21486 | 15.42 | 16 | 900 | 3595.1556 | 208 | 0 | 208 | 1 | 377.8053 | 3217.3502 | 15.7636 | FALSE
712 | 886307 | 2022-01-10 10:00 | 1641805200 | 1 | 1.3462 | 1.0853 | 149.1478 | 0.62261 | 16.2133 | 16 | 900 | 2891.7556 | 304 | 0 | 304 | 1 | 377.8053 | 2513.9502 | 15.9623 | FALSE
713 | 886307 | 2022-01-10 10:15 | 1641806100 | 1 | 1.7379 | 1.0853 | 163.39 | 1.0144 | 16.28 | 16 | 900 | 2891.7556 | 96 | 0 | 96 | 1 | 377.8053 | 2513.9502 | 16.1502 | FALSE
714 | 886307 | 2022-01-10 10:30 | 1641807000 | 1 | 2.1297 | 1.0853 | 177.6321 | 1.4061 | 16 | 16 | 900 | 2891.7556 | 312 | 0 | 312 | 1 | 377.8053 | 2513.9502 | 16.3627 | FALSE
715 | 886307 | 2022-01-10 10:45 | 1641807900 | 1 | 2.5214 | 1.0853 | 191.8743 | 1.7979 | 15.8867 | 17 | 900 | 2891.7556 | 172 | 0 | 172 | 1 | 377.8053 | 2513.9502 | 16.57 | FALSE
716 | 886307 | 2022-01-10 11:00 | 1641808800 | 1 | 2.9132 | 1.0853 | 206.1165 | 2.1896 | 16.9333 | 17 | 900 | 341.9306 | 192 | 0 | 192 | 1 | 377.8053 | 0 | 16.5826 | FALSE
717 | 886307 | 2022-01-10 11:15 | 1641809700 | 1 | 3.2453 | 1.1502 | 211.965 | 2.4784 | 17.6167 | 17 | 900 | 341.9306 | 408 | 0 | 408 | 1 | 377.8053 | 0 | 16.6171 | FALSE
718 | 886307 | 2022-01-10 11:30 | 1641810600 | 1 | 3.5773 | 1.2152 | 217.8134 | 2.7672 | 17.4333 | 17 | 900 | 341.9306 | 128 | 0 | 128 | 1 | 377.8053 | 0 | 16.6323 | FALSE
719 | 886307 | 2022-01-10 11:45 | 1641811500 | 1 | 3.9094 | 1.2801 | 223.6619 | 3.056 | 17.2433 | 17 | 900 | 341.9306 | 116 | 0 | 116 | 1 | 377.8053 | 0 | 16.6505 | FALSE
720 | 886307 | 2022-01-10 12:00 | 1641812400 | 1 | 4.2415 | 1.345 | 229.5104 | 3.3448 | 17.2167 | 17 | 900 | 1670.575 | 108 | 0 | 108 | 1 | 377.8053 | 1292.7697 | 16.7765 | FALSE
721 | 886307 | 2022-01-10 12:15 | 1641813300 | 1 | 4.4486 | 1.2801 | 228.4502 | 3.5952 | 17.0633 | 17 | 900 | 1670.575 | 316 | 0 | 316 | 1 | 377.8053 | 1292.7697 | 16.9202 | FALSE
722 | 886307 | 2022-01-10 12:30 | 1641814200 | 1 | 4.6556 | 1.2152 | 227.39 | 3.8455 | 17.0533 | 17.3333 | 900 | 1670.575 | 84 | 0 | 84 | 1 | 377.8053 | 1292.7697 | 17.045 | FALSE
723 | 886307 | 2022-01-10 12:45 | 1641815100 | 1 | 4.8627 | 1.1502 | 226.3299 | 4.0959 | 17.5667 | 17.5 | 900 | 1670.575 | 72 | 0 | 72 | 1 | 377.8053 | 1292.7697 | 17.1693 | FALSE
724 | 886307 | 2022-01-10 13:00 | 1641816000 | 1 | 5.0698 | 1.0853 | 225.2697 | 4.3462 | 18.1217 | 17.5 | 900 | 908.5583 | 72 | 0 | 72 | 1 | 377.8053 | 530.753 | 17.2325 | FALSE
725 | 886307 | 2022-01-10 13:15 | 1641816900 | 1 | 4.9956 | 1.0853 | 211.6204 | 4.272 | 18.1683 | 17.5 | 900 | 908.5583 | 72 | 0 | 72 | 1 | 377.8053 | 530.753 | 17.2899 | FALSE
726 | 886307 | 2022-01-10 13:30 | 1641817800 | 1 | 4.9213 | 1.0853 | 197.9711 | 4.1978 | 18.1833 | 17.5 | 900 | 908.5583 | 72 | 0 | 72 | 1 | 377.8053 | 530.753 | 17.3413 | FALSE
727 | 886307 | 2022-01-10 13:45 | 1641818700 | 1 | 4.8471 | 1.0853 | 184.3217 | 4.1236 | 18.0633 | 10 | 900 | 908.5583 | 84 | 0 | 84 | 1 | 377.8053 | 530.753 | 17.3878 | FALSE
728 | 886307 | 2022-01-10 14:00 | 1641819600 | 1 | 4.7729 | 1.0853 | 170.6724 | 4.0493 | 17.49 | 15 | 900 | 0 | 44 | 0 | 44 | 1 | 377.8053 | 0 | 17.3824 | FALSE
729 | 886307 | 2022-01-10 14:15 | 1641820500 | 1 | 4.2105 | 1.314 | 146.62 | 3.3345 | 17.275 | 15 | 900 | 0 | 228 | 0 | 228 | 1 | 377.8053 | 0 | 17.3785 | FALSE
730 | 886307 | 2022-01-10 14:30 | 1641821400 | 1 | 3.6481 | 1.5427 | 122.5676 | 2.6197 | 17.3267 | 15 | 900 | 0 | 28 | 0 | 28 | 1 | 377.8053 | 0 | 17.3442 | FALSE
731 | 886307 | 2022-01-10 14:45 | 1641822300 | 1 | 3.0857 | 1.7713 | 98.5151 | 1.9048 | 17.3233 | 15 | 900 | 0 | 60 | 0 | 60 | 1 | 377.8053 | 0 | 17.2991 | FALSE
732 | 886307 | 2022-01-10 15:00 | 1641823200 | 1 | 2.5233 | 2 | 74.4627 | 1.19 | 17.2933 | 15 | 900 | 0 | 112 | 0 | 112 | 1 | 377.8053 | 0 | 17.2448 | FALSE
733 | 886307 | 2022-01-10 15:15 | 1641824100 | 1 | 2.1903 | 2 | 58.0489 | 0.85696 | 17.31 | 15 | 900 | 0 | 52 | 0 | 52 | 1 | 377.8053 | 0 | 17.1776 | FALSE
734 | 886307 | 2022-01-10 15:30 | 1641825000 | 1 | 1.8573 | 2 | 41.6351 | 0.52393 | 17.3433 | 15 | 900 | 0 | 264 | 0 | 264 | 1 | 377.8053 | 0 | 17.1202 | FALSE
735 | 886307 | 2022-01-10 15:45 | 1641825900 | 1 | 1.5242 | 2 | 25.2212 | 0.19089 | 17.15 | 15 | 900 | 0 | 28 | 0 | 28 | 1 | 377.8053 | 0 | 17.0352 | FALSE
736 | 886307 | 2022-01-10 16:00 | 1641826800 | 1 | 1.1912 | 2 | 8.8074 | -0.14215 | 16.86 | 15 | 900 | 78.1556 | 28 | 0 | 28 | 1 | 377.8053 | 0 | 16.9425 | FALSE
737 | 886307 | 2022-01-10 16:15 | 1641827700 | 1 | 1.0902 | 2.0862 | 6.6055 | -0.30063 | 16.6367 | 15 | 900 | 78.1556 | 28 | 0 | 28 | 1 | 377.8053 | 0 | 16.8485 | FALSE
738 | 886307 | 2022-01-10 16:30 | 1641828600 | 1 | 0.98922 | 2.1725 | 4.4037 | -0.45911 | 16.52 | 15 | 900 | 78.1556 | 32 | 0 | 32 | 1 | 377.8053 | 0 | 16.7537 | FALSE
739 | 886307 | 2022-01-10 16:45 | 1641829500 | 1 | 0.88823 | 2.2587 | 2.2018 | -0.61759 | 16.3733 | 15.6667 | 900 | 78.1556 | 36 | 0 | 36 | 1 | 377.8053 | 0 | 16.6578 | FALSE
740 | 886307 | 2022-01-10 17:00 | 1641830400 | 1 | 0.78725 | 2.345 | 0 | -0.77607 | 16.1367 | 16 | 900 | 3565.8472 | 36 | 0 | 36 | 1 | 377.8053 | 3188.0419 | 16.8182 | FALSE
741 | 886307 | 2022-01-10 17:15 | 1641831300 | 1 | 0.72969 | 2.2801 | 0 | -0.79036 | 16.0433 | 16.3333 | 900 | 3565.8472 | 340 | 0 | 340 | 1 | 377.8053 | 3188.0419 | 17.0026 | FALSE
742 | 886307 | 2022-01-10 17:30 | 1641832200 | 1 | 0.67213 | 2.2152 | 0 | -0.80464 | 15.9967 | 17 | 900 | 3565.8472 | 1820 | 0 | 1820 | 1 | 377.8053 | 3188.0419 | 17.3088 | FALSE
743 | 886307 | 2022-01-10 17:45 | 1641833100 | 1 | 0.61457 | 2.1502 | 0 | -0.81892 | 16.4233 | 17 | 900 | 3565.8472 | 2028 | 0 | 2028 | 1 | 377.8053 | 3188.0419 | 17.63 | FALSE
744 | 886307 | 2022-01-10 18:00 | 1641834000 | 1 | 0.55701 | 2.0853 | 0 | -0.83321 | 17 | 17 | 900 | 3399.7667 | 804 | 0 | 804 | 1 | 377.8053 | 3021.9613 | 17.8337 | FALSE
745 | 886307 | 2022-01-10 18:15 | 1641834900 | 1 | 0.39994 | 1.9216 | 0 | -0.88111 | 16.9533 | 17 | 900 | 3399.7667 | 92 | 0 | 92 | 1 | 377.8053 | 3021.9613 | 17.9763 | FALSE
746 | 886307 | 2022-01-10 18:30 | 1641835800 | 1 | 0.24287 | 1.7578 | 0 | -0.92901 | 17.1033 | 17 | 900 | 3399.7667 | 44 | 0 | 44 | 1 | 377.8053 | 3021.9613 | 18.1136 | FALSE
747 | 886307 | 2022-01-10 18:45 | 1641836700 | 1 | 0.085798 | 1.5941 | 0 | -0.97691 | 17.1367 | 17.99 | 900 | 3399.7667 | 1584 | 0 | 1584 | 1 | 377.8053 | 3021.9613 | 18.3778 | FALSE
748 | 886307 | 2022-01-10 19:00 | 1641837600 | 1 | -0.071273 | 1.4303 | 0 | -1.0248 | 17.8217 | 17.9333 | 900 | 1797.5778 | 172 | 0 | 172 | 1 | 377.8053 | 1419.7724 | 18.3929 | FALSE
749 | 886307 | 2022-01-10 19:15 | 1641838500 | 1 | -0.17485 | 1.4303 | 0 | -1.1284 | 18.1933 | 17.9267 | 900 | 1797.5778 | 64 | 0 | 64 | 1 | 377.8053 | 1419.7724 | 18.3982 | FALSE
750 | 886307 | 2022-01-10 19:30 | 1641839400 | 1 | -0.27843 | 1.4303 | 0 | -1.232 | 18.0233 | 17.95 | 900 | 1797.5778 | 88 | 0 | 88 | 1 | 377.8053 | 1419.7724 | 18.4047 | FALSE
751 | 886307 | 2022-01-10 19:45 | 1641840300 | 1 | -0.382 | 1.4303 | 0 | -1.3355 | 18.1767 | 17.9567 | 900 | 1797.5778 | 88 | 0 | 88 | 1 | 377.8053 | 1419.7724 | 18.4105 | FALSE
752 | 886307 | 2022-01-10 20:00 | 1641841200 | 1 | -0.48558 | 1.4303 | 0 | -1.4391 | 18.1767 | 17.98 | 900 | 1768.2694 | 204 | 0 | 204 | 1 | 377.8053 | 1390.4641 | 18.4228 | FALSE
753 | 886307 | 2022-01-10 20:15 | 1641842100 | 1 | -0.60535 | 1.4303 | 0 | -1.5589 | 18.2067 | 18 | 900 | 1768.2694 | 456 | 0 | 456 | 1 | 377.8053 | 1390.4641 | 18.4551 | FALSE
754 | 886307 | 2022-01-10 20:30 | 1641843000 | 1 | -0.72511 | 1.4303 | 0 | -1.6787 | 18.21 | 18 | 900 | 1768.2694 | 256 | 0 | 256 | 1 | 377.8053 | 1390.4641 | 18.4698 | FALSE
755 | 886307 | 2022-01-10 20:45 | 1641843900 | 1 | -0.84488 | 1.4303 | 0 | -1.7984 | 18.17 | 18 | 900 | 1768.2694 | 120 | 0 | 120 | 1 | 377.8053 | 1390.4641 | 18.4722 | FALSE
756 | 886307 | 2022-01-10 21:00 | 1641844800 | 1 | -0.96465 | 1.4303 | 0 | -1.9182 | 18.1233 | 18 | 900 | 1123.4861 | 308 | 0 | 308 | 1 | 377.8053 | 745.6808 | 18.4373 | FALSE
757 | 886307 | 2022-01-10 21:15 | 1641845700 | 1 | -1.0757 | 1.409 | 0 | -2.015 | 18.1633 | 18 | 900 | 1123.4861 | 120 | 0 | 120 | 1 | 377.8053 | 745.6808 | 18.3863 | FALSE
758 | 886307 | 2022-01-10 21:30 | 1641846600 | 1 | -1.1868 | 1.3876 | 0 | -2.1119 | 18.1733 | 18 | 900 | 1123.4861 | 116 | 0 | 116 | 1 | 377.8053 | 745.6808 | 18.3347 | FALSE
759 | 886307 | 2022-01-10 21:45 | 1641847500 | 1 | -1.2978 | 1.3663 | 0 | -2.2087 | 18.0625 | 18 | 900 | 1123.4861 | 116 | 0 | 116 | 1 | 377.8053 | 745.6808 | 18.2828 | FALSE
760 | 886307 | 2022-01-10 22:00 | 1641848400 | 1 | -1.4089 | 1.345 | 0 | -2.3055 | 17.9492 | 18 | 900 | 576.3972 | 84 | 0 | 84 | 1 | 377.8053 | 198.5919 | 18.1837 | FALSE
761 | 886307 | 2022-01-10 22:15 | 1641849300 | 1 | -1.4028 | 1.3014 | 0 | -2.2704 | 18.0833 | 12.5 | 900 | 576.3972 | 144 | 0 | 144 | 1 | 377.8053 | 198.5919 | 18.0906 | FALSE
762 | 886307 | 2022-01-10 22:30 | 1641850200 | 1 | -1.3966 | 1.2578 | 0 | -2.2352 | 17.91 | 12.5 | 900 | 576.3972 | 284 | 0 | 284 | 1 | 377.8053 | 198.5919 | 18.01 | FALSE
763 | 886307 | 2022-01-10 22:45 | 1641851100 | 1 | -1.3905 | 1.2142 | 0 | -2.2 | 17.5867 | 12.5 | 900 | 576.3972 | 76 | 0 | 76 | 1 | 377.8053 | 198.5919 | 17.9129 | FALSE
764 | 886307 | 2022-01-10 23:00 | 1641852000 | 1 | -1.3844 | 1.1707 | 0 | -2.1649 | 17.2833 | 12.5 | 900 | 0 | 32 | 0 | 32 | 1 | 377.8053 | 0 | 17.797 | FALSE
765 | 886307 | 2022-01-10 23:15 | 1641852900 | 1 | -1.3942 | 1.2142 | 0 | -2.2037 | 17.0167 | 12.5 | 900 | 0 | 28 | 0 | 28 | 1 | 377.8053 | 0 | 17.6813 | FALSE
766 | 886307 | 2022-01-10 23:30 | 1641853800 | 1 | -1.404 | 1.2578 | 0 | -2.2426 | 16.7867 | 12.5 | 900 | 0 | 32 | 0 | 32 | 1 | 377.8053 | 0 | 17.5666 | FALSE
767 | 886307 | 2022-01-10 23:45 | 1641854700 | 1 | -1.4138 | 1.3014 | 0 | -2.2814 | 16.6333 | 12.5 | 900 | 0 | 28 | 0 | 28 | 1 | 377.8053 | 0 | 17.452 | FALSE
768 | 886307 | 2022-01-11 | 1641855600 | 1 | -1.4236 | 1.345 | 0 | -2.3203 | 16.49 | 12.5 | 900 | 0 | 32 | 0 | 32 | 1 | 377.8053 | 0 | 17.3382 | FALSE
769 | 886307 | 2022-01-11 00:15 | 1641856500 | 1 | -1.4029 | 1.345 | 0 | -2.2995 | 16.335 | 12.5 | 900 | 0 | 28 | 0 | 28 | 1 | 377.8053 | 0 | 17.2251 | FALSE
770 | 886307 | 2022-01-11 00:30 | 1641857400 | 1 | -1.3821 | 1.345 | 0 | -2.2788 | 16.21 | 12.5 | 900 | 0 | 32 | 0 | 32 | 1 | 377.8053 | 0 | 17.1133 | FALSE
771 | 886307 | 2022-01-11 00:45 | 1641858300 | 1 | -1.3614 | 1.345 | 0 | -2.2581 | 16.1067 | 12.5 | 900 | 0 | 28 | 0 | 28 | 1 | 377.8053 | 0 | 17.002 | FALSE
772 | 886307 | 2022-01-11 01:00 | 1641859200 | 1 | -1.3407 | 1.345 | 0 | -2.2373 | 16.03 | 12.5 | 900 | 0 | 36 | 0 | 36 | 1 | 377.8053 | 0 | 16.8923 | FALSE
773 | 886307 | 2022-01-11 01:15 | 1641860100 | 1 | -1.355 | 1.3663 | 0 | -2.2659 | 15.9667 | 12.5 | 900 | 0 | 120 | 0 | 120 | 1 | 377.8053 | 0 | 16.7902 | FALSE
774 | 886307 | 2022-01-11 01:30 | 1641861000 | 1 | -1.3693 | 1.3876 | 0 | -2.2944 | 15.85 | 12.5 | 900 | 0 | 84 | 0 | 84 | 1 | 377.8053 | 0 | 16.6856 | FALSE
775 | 886307 | 2022-01-11 01:45 | 1641861900 | 1 | -1.3837 | 1.409 | 0 | -2.323 | 15.7467 | 12.5 | 900 | 0 | 32 | 0 | 32 | 1 | 377.8053 | 0 | 16.5772 | FALSE
776 | 886307 | 2022-01-11 02:00 | 1641862800 | 1 | -1.398 | 1.4303 | 0 | -2.3515 | 15.655 | 12.5 | 900 | 0 | 32 | 0 | 32 | 1 | 377.8053 | 0 | 16.4694 | FALSE
777 | 886307 | 2022-01-11 02:15 | 1641863700 | 1 | -1.3695 | 1.5941 | 0 | -2.4322 | 15.5467 | 12.5 | 900 | 0 | 28 | 0 | 28 | 1 | 377.8053 | 0 | 16.3614 | FALSE
778 | 886307 | 2022-01-11 02:30 | 1641864600 | 1 | -1.341 | 1.7578 | 0 | -2.5129 | 15.46 | 12.5 | 900 | 0 | 32 | 0 | 32 | 1 | 377.8053 | 0 | 16.254 | FALSE
779 | 886307 | 2022-01-11 02:45 | 1641865500 | 1 | -1.3126 | 1.9216 | 0 | -2.5936 | 15.3833 | 12.5 | 900 | 0 | 32 | 0 | 32 | 1 | 377.8053 | 0 | 16.1467 | FALSE
780 | 886307 | 2022-01-11 03:00 | 1641866400 | 1 | -1.2841 | 2.0853 | 0 | -2.6743 | 15.28 | 12.5 | 900 | 0 | 28 | 0 | 28 | 1 | 377.8053 | 0 | 16.0393 | FALSE
781 | 886307 | 2022-01-11 03:15 | 1641867300 | 1 | -1.2915 | 2.1716 | 0 | -2.7392 | 15.2167 | 12.5 | 900 | 0 | 32 | 0 | 32 | 1 | 377.8053 | 0 | 15.9325 | FALSE
782 | 886307 | 2022-01-11 03:30 | 1641868200 | 1 | -1.299 | 2.2578 | 0 | -2.8042 | 15.13 | 12.5 | 900 | 0 | 28 | 0 | 28 | 1 | 377.8053 | 0 | 15.8257 | FALSE
783 | 886307 | 2022-01-11 03:45 | 1641869100 | 1 | -1.3064 | 2.3441 | 0 | -2.8691 | 15.0833 | 12.5 | 900 | 0 | 32 | 0 | 32 | 1 | 377.8053 | 0 | 15.7195 | FALSE
784 | 886307 | 2022-01-11 04:00 | 1641870000 | 1 | -1.3139 | 2.4303 | 0 | -2.9341 | 15.01 | 12.5 | 900 | 0 | 28 | 0 | 28 | 1 | 377.8053 | 0 | 15.6133 | FALSE
785 | 886307 | 2022-01-11 04:15 | 1641870900 | 1 | -1.2954 | 2.4303 | 0 | -2.9156 | 14.9533 | 12.5 | 900 | 0 | 32 | 0 | 32 | 1 | 377.8053 | 0 | 15.5082 | FALSE
786 | 886307 | 2022-01-11 04:30 | 1641871800 | 1 | -1.2769 | 2.4303 | 0 | -2.8971 | 14.87 | 12.5 | 900 | 0 | 68 | 0 | 68 | 1 | 377.8053 | 0 | 15.4071 | FALSE
787 | 886307 | 2022-01-11 04:45 | 1641872700 | 1 | -1.2584 | 2.4303 | 0 | -2.8786 | 14.7633 | 12.5 | 900 | 0 | 112 | 0 | 112 | 1 | 377.8053 | 0 | 15.3104 | FALSE
788 | 886307 | 2022-01-11 05:00 | 1641873600 | 1 | -1.2399 | 2.4303 | 0 | -2.8601 | 14.6733 | 12.5 | 900 | 0 | 60 | 0 | 60 | 1 | 377.8053 | 0 | 15.2102 | FALSE
789 | 886307 | 2022-01-11 05:15 | 1641874500 | 1 | -1.2843 | 2.5941 | 0 | -3.0137 | 14.63 | 12.5 | 900 | 0 | 32 | 0 | 32 | 1 | 377.8053 | 0 | 15.1073 | FALSE
790 | 886307 | 2022-01-11 05:30 | 1641875400 | 1 | -1.3288 | 2.7578 | 0 | -3.1674 | 14.5233 | 12.5 | 900 | 0 | 28 | 0 | 28 | 1 | 377.8053 | 0 | 15.0037 | FALSE
791 | 886307 | 2022-01-11 05:45 | 1641876300 | 1 | -1.3733 | 2.9216 | 0 | -3.321 | 14.46 | 12.5 | 900 | 0 | 32 | 0 | 32 | 1 | 377.8053 | 0 | 14.9001 | FALSE
792 | 886307 | 2022-01-11 06:00 | 1641877200 | 1 | -1.4178 | 3.0853 | 0 | -3.4746 | 14.3967 | 12.5 | 900 | 0 | 28 | 0 | 28 | 1 | 377.8053 | 0 | 14.7958 | FALSE
793 | 886307 | 2022-01-11 06:15 | 1641878100 | 1 | -1.3359 | 3.0078 | 0 | -3.3411 | 14.3033 | 12.5 | 900 | 0 | 32 | 0 | 32 | 1 | 377.8053 | 0 | 14.6935 | FALSE
794 | 886307 | 2022-01-11 06:30 | 1641879000 | 1 | -1.254 | 2.9303 | 0 | -3.2075 | 14.2833 | 12.5 | 900 | 0 | 32 | 0 | 32 | 1 | 377.8053 | 0 | 14.5929 | FALSE
795 | 886307 | 2022-01-11 06:45 | 1641879900 | 1 | -1.1721 | 2.8528 | 0 | -3.074 | 14.21 | 12.5 | 900 | 0 | 28 | 0 | 28 | 1 | 377.8053 | 0 | 14.4935 | FALSE
796 | 886307 | 2022-01-11 07:00 | 1641880800 | 1 | -1.0902 | 2.7753 | 0 | -2.9404 | 14.1667 | 12.5 | 900 | 4239.9389 | 40 | 0 | 40 | 1 | 377.8053 | 3862.1335 | 14.7086 | FALSE
797 | 886307 | 2022-01-11 07:15 | 1641881700 | 1 | -1.026 | 2.9177 | 1.6042 | -2.9712 | 14.07 | 14.8333 | 900 | 4239.9389 | 68 | 0 | 68 | 1 | 377.8053 | 3862.1335 | 14.9249 | FALSE
798 | 886307 | 2022-01-11 07:30 | 1641882600 | 1 | -0.96176 | 3.0601 | 3.2084 | -3.0019 | 13.455 | 16 | 900 | 4239.9389 | 164 | 0 | 164 | 1 | 377.8053 | 3862.1335 | 15.148 | FALSE
799 | 886307 | 2022-01-11 07:45 | 1641883500 | 1 | -0.89752 | 3.2026 | 4.8126 | -3.0326 | 15.415 | 16 | 900 | 4239.9389 | 544 | 0 | 544 | 1 | 377.8053 | 3862.1335 | 15.4016 | FALSE
800 | 886307 | 2022-01-11 08:00 | 1641884400 | 1 | -0.83328 | 3.345 | 6.4168 | -3.0633 | 15.8333 | 16 | 900 | 1768.2694 | 116 | 0 | 116 | 1 | 377.8053 | 1390.4641 | 15.4186 | FALSE
801 | 886307 | 2022-01-11 08:15 | 1641885300 | 1 | -0.73755 | 3.345 | 16.4 | -2.9675 | 15.7233 | 15.9967 | 900 | 1768.2694 | 160 | 0 | 160 | 1 | 377.8053 | 1390.4641 | 15.4434 | FALSE
802 | 886307 | 2022-01-11 08:30 | 1641886200 | 1 | -0.64181 | 3.345 | 26.3832 | -2.8718 | 16.0833 | 15.8233 | 900 | 1768.2694 | 120 | 0 | 120 | 1 | 377.8053 | 1390.4641 | 15.4691 | FALSE
803 | 886307 | 2022-01-11 08:45 | 1641887100 | 1 | -0.54608 | 3.345 | 36.3664 | -2.7761 | 16.1217 | 15.5 | 900 | 1768.2694 | 108 | 0 | 108 | 1 | 377.8053 | 1390.4641 | 15.4979 | FALSE
804 | 886307 | 2022-01-11 09:00 | 1641888000 | 1 | -0.45035 | 3.345 | 46.3496 | -2.6803 | 15.805 | 15.5 | 900 | 1553.3417 | 108 | 0 | 108 | 1 | 377.8053 | 1175.5363 | 15.5134 | FALSE
805 | 886307 | 2022-01-11 09:15 | 1641888900 | 1 | -0.31537 | 3.345 | 60.2058 | -2.5454 | 15.6067 | 15.5 | 900 | 1553.3417 | 108 | 0 | 108 | 1 | 377.8053 | 1175.5363 | 15.5349 | FALSE
806 | 886307 | 2022-01-11 09:30 | 1641889800 | 1 | -0.18039 | 3.345 | 74.0619 | -2.4104 | 15.6933 | 15.5 | 900 | 1553.3417 | 96 | 0 | 96 | 1 | 377.8053 | 1175.5363 | 15.5612 | FALSE
807 | 886307 | 2022-01-11 09:45 | 1641890700 | 1 | -0.045418 | 3.345 | 87.9181 | -2.2754 | 15.8233 | 15.5 | 900 | 1553.3417 | 32 | 0 | 32 | 1 | 377.8053 | 1175.5363 | 15.588 | FALSE
808 | 886307 | 2022-01-11 10:00 | 1641891600 | 1 | 0.089558 | 3.345 | 101.7743 | -2.1404 | 15.7667 | 15.5 | 900 | 615.475 | 552 | 0 | 552 | 1 | 377.8053 | 237.6697 | 15.5882 | FALSE
809 | 886307 | 2022-01-11 10:15 | 1641892500 | 1 | 0.26853 | 3.3663 | 100.5658 | -1.9757 | 15.595 | 15.5 | 900 | 615.475 | 356 | 0 | 356 | 1 | 377.8053 | 237.6697 | 15.5727 | FALSE
810 | 886307 | 2022-01-11 10:30 | 1641893400 | 1 | 0.4475 | 3.3876 | 99.3572 | -1.8109 | 15.42 | 15.5 | 900 | 615.475 | 228 | 0 | 228 | 1 | 377.8053 | 237.6697 | 15.5475 | FALSE
811 | 886307 | 2022-01-11 10:45 | 1641894300 | 1 | 0.62647 | 3.409 | 98.1487 | -1.6462 | 15.5533 | 15.5 | 900 | 615.475 | 84 | 0 | 84 | 1 | 377.8053 | 237.6697 | 15.5111 | FALSE
812 | 886307 | 2022-01-11 11:00 | 1641895200 | 1 | 0.80545 | 3.4303 | 96.9402 | -1.4814 | 15.5533 | 15.5 | 900 | 605.7056 | 96 | 0 | 96 | 1 | 377.8053 | 227.9002 | 15.4759 | FALSE
813 | 886307 | 2022-01-11 11:15 | 1641896100 | 1 | 1.1971 | 3.4739 | 123.3124 | -1.1188 | 15.4133 | 15.5 | 900 | 605.7056 | 116 | 0 | 116 | 1 | 377.8053 | 227.9002 | 15.4548 | FALSE
814 | 886307 | 2022-01-11 11:30 | 1641897000 | 1 | 1.5888 | 3.5175 | 149.6846 | -0.7562 | 15.49 | 15.5 | 900 | 605.7056 | 36 | 0 | 36 | 1 | 377.8053 | 227.9002 | 15.4394 | FALSE
815 | 886307 | 2022-01-11 11:45 | 1641897900 | 1 | 1.9805 | 3.5611 | 176.0568 | -0.39358 | 15.6367 | 15.5 | 900 | 605.7056 | 48 | 0 | 48 | 1 | 377.8053 | 227.9002 | 15.4372 | FALSE
816 | 886307 | 2022-01-11 12:00 | 1641898800 | 1 | 2.3721 | 3.6046 | 202.429 | -0.030967 | 15.64 | 15.5 | 900 | 195.3889 | 48 | 0 | 48 | 1 | 377.8053 | 0 | 15.4288 | FALSE
817 | 886307 | 2022-01-11 12:15 | 1641899700 | 1 | 2.6405 | 3.5397 | 205.4505 | 0.28063 | 15.7033 | 15.5 | 900 | 195.3889 | 52 | 0 | 52 | 1 | 377.8053 | 0 | 15.424 | FALSE
818 | 886307 | 2022-01-11 12:30 | 1641900600 | 1 | 2.9088 | 3.4748 | 208.4719 | 0.59223 | 15.9633 | 15.5 | 900 | 195.3889 | 232 | 0 | 232 | 1 | 377.8053 | 0 | 15.4376 | FALSE
819 | 886307 | 2022-01-11 12:45 | 1641901500 | 1 | 3.1771 | 3.4099 | 211.4934 | 0.90384 | 16.1033 | 15.5 | 900 | 195.3889 | 148 | 0 | 148 | 1 | 377.8053 | 0 | 15.4473 | FALSE
820 | 886307 | 2022-01-11 13:00 | 1641902400 | 1 | 3.4454 | 3.345 | 214.5149 | 1.2154 | 16.085 | 15.5 | 900 | 58.6167 | 32 | 0 | 32 | 1 | 377.8053 | 0 | 15.4506 | FALSE
821 | 886307 | 2022-01-11 13:15 | 1641903300 | 1 | 3.5663 | 3.3663 | 201.6244 | 1.3221 | 17.3167 | 15.5 | 900 | 58.6167 | 28 | 0 | 28 | 1 | 377.8053 | 0 | 15.4496 | FALSE
822 | 886307 | 2022-01-11 13:30 | 1641904200 | 1 | 3.6873 | 3.3876 | 188.7338 | 1.4288 | 16.2233 | 15.5 | 900 | 58.6167 | 112 | 0 | 112 | 1 | 377.8053 | 0 | 15.4516 | FALSE
823 | 886307 | 2022-01-11 13:45 | 1641905100 | 1 | 3.8082 | 3.409 | 175.8433 | 1.5355 | 16.4967 | 15.5 | 900 | 58.6167 | 116 | 0 | 116 | 1 | 377.8053 | 0 | 15.45 | FALSE
824 | 886307 | 2022-01-11 14:00 | 1641906000 | 1 | 3.9291 | 3.4303 | 162.9528 | 1.6422 | 16.5067 | 15.5 | 900 | 2608.4417 | 68 | 0 | 68 | 1 | 377.8053 | 2230.6363 | 15.6206 | FALSE
825 | 886307 | 2022-01-11 14:15 | 1641906900 | 1 | 3.8352 | 3.2452 | 135.2637 | 1.6717 | 16.3333 | 17.5 | 900 | 2608.4417 | 64 | 0 | 64 | 1 | 377.8053 | 2230.6363 | 15.7797 | FALSE
826 | 886307 | 2022-01-11 14:30 | 1641907800 | 1 | 3.7413 | 3.0601 | 107.5746 | 1.7012 | 16.89 | 17.5 | 900 | 2608.4417 | 328 | 0 | 328 | 1 | 377.8053 | 2230.6363 | 15.9497 | FALSE
827 | 886307 | 2022-01-11 14:45 | 1641908700 | 1 | 3.6474 | 2.8751 | 79.8855 | 1.7307 | 17.88 | 17.5 | 900 | 2608.4417 | 124 | 0 | 124 | 1 | 377.8053 | 2230.6363 | 16.0917 | FALSE
828 | 886307 | 2022-01-11 15:00 | 1641909600 | 1 | 3.5535 | 2.69 | 52.1965 | 1.7602 | 17.72 | 17.5 | 900 | 2432.5917 | 124 | 0 | 124 | 1 | 377.8053 | 2054.7863 | 16.2086 | FALSE
829 | 886307 | 2022-01-11 15:15 | 1641910500 | 1 | 3.4211 | 2.6037 | 41.7098 | 1.6852 | 17.4433 | 17.5 | 900 | 2432.5917 | 128 | 0 | 128 | 1 | 377.8053 | 2054.7863 | 16.3207 | FALSE
830 | 886307 | 2022-01-11 15:30 | 1641911400 | 1 | 3.2886 | 2.5175 | 31.2232 | 1.6103 | 17.3433 | 17.6667 | 900 | 2432.5917 | 424 | 0 | 424 | 1 | 377.8053 | 2054.7863 | 16.4523 | FALSE
831 | 886307 | 2022-01-11 15:45 | 1641912300 | 1 | 3.1561 | 2.4312 | 20.7365 | 1.5353 | 18.0767 | 18 | 900 | 2432.5917 | 88 | 0 | 88 | 1 | 377.8053 | 2054.7863 | 16.5506 | FALSE
832 | 886307 | 2022-01-11 16:00 | 1641913200 | 1 | 3.0237 | 2.345 | 10.2499 | 1.4604 | 18.4833 | 18 | 900 | 2442.3611 | 60 | 0 | 60 | 1 | 377.8053 | 2064.5558 | 16.6423 | FALSE
833 | 886307 | 2022-01-11 16:15 | 1641914100 | 1 | 2.9066 | 2.345 | 7.6874 | 1.3433 | 18.0567 | 18 | 900 | 2442.3611 | 116 | 0 | 116 | 1 | 377.8053 | 2064.5558 | 16.7364 | FALSE
834 | 886307 | 2022-01-11 16:30 | 1641915000 | 1 | 2.7896 | 2.345 | 5.125 | 1.2262 | 18.13 | 18 | 900 | 2442.3611 | 172 | 0 | 172 | 1 | 377.8053 | 2064.5558 | 16.8326 | FALSE
835 | 886307 | 2022-01-11 16:45 | 1641915900 | 1 | 2.6725 | 2.345 | 2.5625 | 1.1092 | 18.0983 | 18 | 900 | 2442.3611 | 204 | 0 | 204 | 1 | 377.8053 | 2064.5558 | 16.9291 | FALSE
836 | 886307 | 2022-01-11 17:00 | 1641916800 | 1 | 2.5554 | 2.345 | 0 | 0.9921 | 17.97 | 17.6667 | 900 | 1094.1778 | 1364 | 0 | 1364 | 1 | 377.8053 | 716.3724 | 17.0109 | FALSE
837 | 886307 | 2022-01-11 17:15 | 1641917700 | 1 | 2.5723 | 2.3237 | 0 | 1.0232 | 17.9617 | 17.5 | 900 | 1094.1778 | 1136 | 0 | 1136 | 1 | 377.8053 | 716.3724 | 17.0734 | FALSE
838 | 886307 | 2022-01-11 17:30 | 1641918600 | 1 | 2.5892 | 2.3023 | 0 | 1.0543 | 17.67 | 17.5 | 900 | 1094.1778 | 1148 | 0 | 1148 | 1 | 377.8053 | 716.3724 | 17.1366 | FALSE
839 | 886307 | 2022-01-11 17:45 | 1641919500 | 1 | 2.606 | 2.281 | 0 | 1.0854 | 17.4267 | 17.5 | 900 | 1094.1778 | 1448 | 0 | 1448 | 1 | 377.8053 | 716.3724 | 17.2246 | FALSE
840 | 886307 | 2022-01-11 18:00 | 1641920400 | 1 | 2.6229 | 2.2597 | 0 | 1.1164 | 17.36 | 17.5 | 900 | 2315.3583 | 120 | 0 | 120 | 1 | 377.8053 | 1937.553 | 17.3002 | FALSE
841 | 886307 | 2022-01-11 18:15 | 1641921300 | 1 | 2.602 | 2.3023 | 0 | 1.0671 | 17.5 | 17.5 | 900 | 2315.3583 | 40 | 0 | 40 | 1 | 377.8053 | 1937.553 | 17.3683 | FALSE
842 | 886307 | 2022-01-11 18:30 | 1641922200 | 1 | 2.581 | 2.345 | 0 | 1.0177 | 17.55 | 17.5 | 900 | 2315.3583 | 56 | 0 | 56 | 1 | 377.8053 | 1937.553 | 17.4369 | FALSE
843 | 886307 | 2022-01-11 18:45 | 1641923100 | 1 | 2.5601 | 2.3876 | 0 | 0.96836 | 17.5467 | 17.5 | 900 | 2315.3583 | 68 | 0 | 68 | 1 | 377.8053 | 1937.553 | 17.5057 | FALSE
844 | 886307 | 2022-01-11 19:00 | 1641924000 | 1 | 2.5392 | 2.4303 | 0 | 0.919 | 17.6333 | 17.5 | 900 | 273.5444 | 140 | 0 | 140 | 1 | 377.8053 | 0 | 17.4232 | FALSE
845 | 886307 | 2022-01-11 19:15 | 1641924900 | 1 | 2.6035 | 2.4303 | 0 | 0.98334 | 17.665 | 17.5 | 900 | 273.5444 | 144 | 0 | 144 | 1 | 377.8053 | 0 | 17.3421 | FALSE
846 | 886307 | 2022-01-11 19:30 | 1641925800 | 1 | 2.6679 | 2.4303 | 0 | 1.0477 | 17.6367 | 17.5 | 900 | 273.5444 | 64 | 0 | 64 | 1 | 377.8053 | 0 | 17.2554 | FALSE
847 | 886307 | 2022-01-11 19:45 | 1641926700 | 1 | 2.7322 | 2.4303 | 0 | 1.112 | 17.58 | 17.5 | 900 | 273.5444 | 72 | 0 | 72 | 1 | 377.8053 | 0 | 17.1703 | FALSE
848 | 886307 | 2022-01-11 20:00 | 1641927600 | 1 | 2.7965 | 2.4303 | 0 | 1.1763 | 17.615 | 18.5 | 900 | 3048.0667 | 136 | 0 | 136 | 1 | 377.8053 | 2670.2613 | 17.3073 | FALSE
849 | 886307 | 2022-01-11 20:15 | 1641928500 | 1 | 2.7513 | 2.2452 | 0 | 1.2545 | 18.4833 | 19 | 900 | 3048.0667 | 120 | 0 | 120 | 1 | 377.8053 | 2670.2613 | 17.4424 | FALSE
850 | 886307 | 2022-01-11 20:30 | 1641929400 | 1 | 2.706 | 2.0601 | 0 | 1.3326 | 19.76 | 19 | 900 | 3048.0667 | 348 | 0 | 348 | 1 | 377.8053 | 2670.2613 | 17.5962 | FALSE
851 | 886307 | 2022-01-11 20:45 | 1641930300 | 1 | 2.6608 | 1.8751 | 0 | 1.4107 | 19.49 | 19 | 900 | 3048.0667 | 120 | 0 | 120 | 1 | 377.8053 | 2670.2613 | 17.7304 | FALSE
852 | 886307 | 2022-01-11 21:00 | 1641931200 | 1 | 2.6155 | 1.69 | 0 | 1.4889 | 18.98 | 19 | 900 | 1318.875 | 120 | 0 | 120 | 1 | 377.8053 | 941.0697 | 17.7247 | FALSE
853 | 886307 | 2022-01-11 21:15 | 1641932100 | 1 | 2.6134 | 1.69 | 0 | 1.4867 | 18.69 | 19 | 900 | 1318.875 | 132 | 0 | 132 | 1 | 377.8053 | 941.0697 | 17.72 | FALSE
854 | 886307 | 2022-01-11 21:30 | 1641933000 | 1 | 2.6113 | 1.69 | 0 | 1.4846 | 18.8633 | 13.5 | 900 | 1318.875 | 116 | 0 | 116 | 1 | 377.8053 | 941.0697 | 17.7139 | FALSE
855 | 886307 | 2022-01-11 21:45 | 1641933900 | 1 | 2.6091 | 1.69 | 0 | 1.4825 | 19.0467 | 13.5 | 900 | 1318.875 | 188 | 0 | 188 | 1 | 377.8053 | 941.0697 | 17.7139 | FALSE
856 | 886307 | 2022-01-11 22:00 | 1641934800 | 1 | 2.607 | 1.69 | 0 | 1.4803 | 18.67 | 13.5 | 900 | 0 | 212 | 0 | 212 | 1 | 377.8053 | 0 | 17.6399 | FALSE
857 | 886307 | 2022-01-11 22:15 | 1641935700 | 1 | 2.6505 | 1.8537 | 0 | 1.4147 | 18.3367 | 13.5 | 900 | 0 | 48 | 0 | 48 | 1 | 377.8053 | 0 | 17.5523 | FALSE
858 | 886307 | 2022-01-11 22:30 | 1641936600 | 1 | 2.694 | 2.0175 | 0 | 1.349 | 17.98 | 13.5 | 900 | 0 | 44 | 0 | 44 | 1 | 377.8053 | 0 | 17.4645 | FALSE
859 | 886307 | 2022-01-11 22:45 | 1641937500 | 1 | 2.7375 | 2.1812 | 0 | 1.2834 | 17.66 | 13.5 | 900 | 0 | 36 | 0 | 36 | 1 | 377.8053 | 0 | 17.3763 | FALSE
860 | 886307 | 2022-01-11 23:00 | 1641938400 | 1 | 2.781 | 2.345 | 0 | 1.2177 | 17.42 | 13.5 | 900 | 0 | 32 | 0 | 32 | 1 | 377.8053 | 0 | 17.2878 | FALSE
861 | 886307 | 2022-01-11 23:15 | 1641939300 | 1 | 2.8245 | 2.345 | 0 | 1.2612 | 17.2167 | 13.5 | 900 | 0 | 32 | 0 | 32 | 1 | 377.8053 | 0 | 17.2003 | FALSE
862 | 886307 | 2022-01-11 23:30 | 1641940200 | 1 | 2.868 | 2.345 | 0 | 1.3047 | 17.035 | 13.5 | 900 | 0 | 32 | 0 | 32 | 1 | 377.8053 | 0 | 17.1136 | FALSE
863 | 886307 | 2022-01-11 23:45 | 1641941100 | 1 | 2.9116 | 2.345 | 0 | 1.3482 | 16.89 | 13.5 | 900 | 0 | 32 | 0 | 32 | 1 | 377.8053 | 0 | 17.0279 | FALSE
864 | 886307 | 2022-01-12 | 1641942000 | 1 | 2.9551 | 2.345 | 0 | 1.3917 | 16.7733 | 13.5 | 900 | 0 | 32 | 0 | 32 | 1 | 377.8053 | 0 | 16.9431 | FALSE
865 | 886307 | 2022-01-12 00:15 | 1641942900 | 1 | 2.9801 | 2.2587 | 0 | 1.4742 | 16.6467 | 13.5 | 900 | 0 | 32 | 0 | 32 | 1 | 377.8053 | 0 | 16.8595 | FALSE
866 | 886307 | 2022-01-12 00:30 | 1641943800 | 1 | 3.0051 | 2.1725 | 0 | 1.5567 | 16.5367 | 13.5 | 900 | 0 | 28 | 0 | 28 | 1 | 377.8053 | 0 | 16.7767 | FALSE
867 | 886307 | 2022-01-12 00:45 | 1641944700 | 1 | 3.0301 | 2.0862 | 0 | 1.6392 | 16.48 | 13.5 | 900 | 0 | 108 | 0 | 108 | 1 | 377.8053 | 0 | 16.7017 | FALSE
868 | 886307 | 2022-01-12 01:00 | 1641945600 | 1 | 3.0551 | 2 | 0 | 1.7217 | 16.3733 | 13.5 | 900 | 0 | 88 | 0 | 88 | 1 | 377.8053 | 0 | 16.6261 | FALSE
869 | 886307 | 2022-01-12 01:15 | 1641946500 | 1 | 3.0801 | 2.0213 | 0 | 1.7325 | 16.24 | 13.5 | 900 | 0 | 28 | 0 | 28 | 1 | 377.8053 | 0 | 16.5462 | FALSE
870 | 886307 | 2022-01-12 01:30 | 1641947400 | 1 | 3.1051 | 2.0427 | 0 | 1.7433 | 16.1467 | 13.5 | 900 | 0 | 32 | 0 | 32 | 1 | 377.8053 | 0 | 16.4672 | FALSE
871 | 886307 | 2022-01-12 01:45 | 1641948300 | 1 | 3.1301 | 2.064 | 0 | 1.7541 | 16.06 | 13.5 | 900 | 0 | 32 | 0 | 32 | 1 | 377.8053 | 0 | 16.3888 | FALSE
872 | 886307 | 2022-01-12 02:00 | 1641949200 | 1 | 3.1551 | 2.0853 | 0 | 1.7648 | 15.9833 | 13.5 | 900 | 0 | 32 | 0 | 32 | 1 | 377.8053 | 0 | 16.3111 | FALSE
873 | 886307 | 2022-01-12 02:15 | 1641950100 | 1 | 3.2202 | 2.064 | 0 | 1.8442 | 15.9033 | 13.5 | 900 | 0 | 28 | 0 | 28 | 1 | 377.8053 | 0 | 16.2341 | FALSE
874 | 886307 | 2022-01-12 02:30 | 1641951000 | 1 | 3.2853 | 2.0427 | 0 | 1.9235 | 15.85 | 13.5 | 900 | 0 | 32 | 0 | 32 | 1 | 377.8053 | 0 | 16.1586 | FALSE
875 | 886307 | 2022-01-12 02:45 | 1641951900 | 1 | 3.3504 | 2.0213 | 0 | 2.0029 | 15.7967 | 13.5 | 900 | 0 | 32 | 0 | 32 | 1 | 377.8053 | 0 | 16.0841 | FALSE
876 | 886307 | 2022-01-12 03:00 | 1641952800 | 1 | 3.4155 | 2 | 0 | 2.0822 | 15.6967 | 13.5 | 900 | 0 | 28 | 0 | 28 | 1 | 377.8053 | 0 | 16.0104 | FALSE
877 | 886307 | 2022-01-12 03:15 | 1641953700 | 1 | 3.4133 | 1.7713 | 0 | 2.2324 | 15.63 | 13.5 | 900 | 0 | 32 | 0 | 32 | 1 | 377.8053 | 0 | 15.9386 | FALSE
878 | 886307 | 2022-01-12 03:30 | 1641954600 | 1 | 3.4111 | 1.5427 | 0 | 2.3826 | 15.5733 | 13.5 | 900 | 0 | 32 | 0 | 32 | 1 | 377.8053 | 0 | 15.8683 | FALSE
879 | 886307 | 2022-01-12 03:45 | 1641955500 | 1 | 3.4088 | 1.314 | 0 | 2.5329 | 15.495 | 13.5 | 900 | 0 | 28 | 0 | 28 | 1 | 377.8053 | 0 | 15.7993 | FALSE
880 | 886307 | 2022-01-12 04:00 | 1641956400 | 1 | 3.4066 | 1.0853 | 0 | 2.6831 | 15.4533 | 13.5 | 900 | 0 | 100 | 0 | 100 | 1 | 377.8053 | 0 | 15.7378 | FALSE
881 | 886307 | 2022-01-12 04:15 | 1641957300 | 1 | 3.396 | 1.064 | 0 | 2.6866 | 15.35 | 13.5 | 900 | 0 | 96 | 0 | 96 | 1 | 377.8053 | 0 | 15.6764 | FALSE
882 | 886307 | 2022-01-12 04:30 | 1641958200 | 1 | 3.3853 | 1.0427 | 0 | 2.6902 | 15.2933 | 13.5 | 900 | 0 | 32 | 0 | 32 | 1 | 377.8053 | 0 | 15.6101 | FALSE
883 | 886307 | 2022-01-12 04:45 | 1641959100 | 1 | 3.3746 | 1.0213 | 0 | 2.6937 | 15.2333 | 13.5 | 900 | 0 | 32 | 0 | 32 | 1 | 377.8053 | 0 | 15.5443 | FALSE
884 | 886307 | 2022-01-12 05:00 | 1641960000 | 1 | 3.364 | 1 | 0 | 2.6973 | 15.1467 | 13.5 | 900 | 0 | 28 | 0 | 28 | 1 | 377.8053 | 0 | 15.4786 | FALSE
885 | 886307 | 2022-01-12 05:15 | 1641960900 | 1 | 3.3117 | 0.97867 | 0 | 2.6593 | 15.11 | 13.5 | 900 | 0 | 32 | 0 | 32 | 1 | 377.8053 | 0 | 15.4135 | FALSE
886 | 886307 | 2022-01-12 05:30 | 1641961800 | 1 | 3.2595 | 0.95734 | 0 | 2.6213 | 15.0733 | 13.5 | 900 | 0 | 32 | 0 | 32 | 1 | 377.8053 | 0 | 15.3486 | FALSE
887 | 886307 | 2022-01-12 05:45 | 1641962700 | 1 | 3.2073 | 0.936 | 0 | 2.5833 | 15.015 | 13.5 | 900 | 0 | 28 | 0 | 28 | 1 | 377.8053 | 0 | 15.2835 | FALSE
888 | 886307 | 2022-01-12 06:00 | 1641963600 | 1 | 3.1551 | 0.91467 | 0 | 2.5453 | 14.945 | 13.5 | 900 | 0 | 32 | 0 | 32 | 1 | 377.8053 | 0 | 15.219 | FALSE
889 | 886307 | 2022-01-12 06:15 | 1641964500 | 1 | 3.104 | 1.0009 | 0 | 2.4367 | 14.905 | 13.5 | 900 | 0 | 32 | 0 | 32 | 1 | 377.8053 | 0 | 15.1541 | FALSE
890 | 886307 | 2022-01-12 06:30 | 1641965400 | 1 | 3.0529 | 1.0872 | 0 | 2.3282 | 14.8633 | 13.5 | 900 | 0 | 32 | 0 | 32 | 1 | 377.8053 | 0 | 15.089 | FALSE
891 | 886307 | 2022-01-12 06:45 | 1641966300 | 1 | 3.0019 | 1.1734 | 0 | 2.2196 | 14.7833 | 13.5 | 900 | 0 | 292 | 0 | 292 | 1 | 377.8053 | 0 | 15.0452 | FALSE
892 | 886307 | 2022-01-12 07:00 | 1641967200 | 1 | 2.9508 | 1.2597 | 0 | 2.1111 | 14.7867 | 15.1667 | 900 | 5246.1917 | 336 | 0 | 336 | 1 | 377.8053 | 4868.3863 | 15.3976 | FALSE
893 | 886307 | 2022-01-12 07:15 | 1641968100 | 1 | 3.0426 | 1.2597 | 0.69444 | 2.2028 | 15.2433 | 16 | 900 | 5246.1917 | 104 | 0 | 104 | 1 | 377.8053 | 4868.3863 | 15.7291 | FALSE
894 | 886307 | 2022-01-12 07:30 | 1641969000 | 1 | 3.1344 | 1.2597 | 1.3889 | 2.2946 | 16 | 16 | 900 | 5246.1917 | 124 | 0 | 124 | 1 | 377.8053 | 4868.3863 | 16.0609 | FALSE
895 | 886307 | 2022-01-12 07:45 | 1641969900 | 1 | 3.2261 | 1.2597 | 2.0833 | 2.3863 | 16.1233 | 16.6667 | 900 | 5246.1917 | 68 | 0 | 68 | 1 | 377.8053 | 4868.3863 | 16.3866 | FALSE
896 | 886307 | 2022-01-12 08:00 | 1641970800 | 1 | 3.3179 | 1.2597 | 2.7778 | 2.4781 | 16.9833 | 17 | 900 | 449.3944 | 60 | 0 | 60 | 1 | 377.8053 | 71.5891 | 16.323 | FALSE
897 | 886307 | 2022-01-12 08:15 | 1641971700 | 1 | 3.3379 | 1.281 | 8.9928 | 2.4839 | 17.91 | 17 | 900 | 449.3944 | 80 | 0 | 80 | 1 | 377.8053 | 71.5891 | 16.2638 | FALSE
898 | 886307 | 2022-01-12 08:30 | 1641972600 | 1 | 3.358 | 1.3023 | 15.2078 | 2.4898 | 17.56 | 17 | 900 | 449.3944 | 56 | 0 | 56 | 1 | 377.8053 | 71.5891 | 16.2053 | FALSE
899 | 886307 | 2022-01-12 08:45 | 1641973500 | 1 | 3.3781 | 1.3237 | 21.4228 | 2.4956 | 17.16 | 17 | 900 | 449.3944 | 60 | 0 | 60 | 1 | 377.8053 | 71.5891 | 16.1499 | FALSE
900 | 886307 | 2022-01-12 09:00 | 1641974400 | 1 | 3.3981 | 1.345 | 27.6378 | 2.5015 | 16.99 | 17.6667 | 900 | 2471.6694 | 68 | 0 | 68 | 1 | 377.8053 | 2093.8641 | 16.2611 | FALSE
901 | 886307 | 2022-01-12 09:15 | 1641975300 | 1 | 3.5068 | 1.345 | 38.9024 | 2.6102 | 17.3967 | 17.3333 | 900 | 2471.6694 | 68 | 0 | 68 | 1 | 377.8053 | 2093.8641 | 16.3764 | FALSE
902 | 886307 | 2022-01-12 09:30 | 1641976200 | 1 | 3.6156 | 1.345 | 50.1671 | 2.7189 | 18.34 | 16 | 900 | 2471.6694 | 44 | 0 | 44 | 1 | 377.8053 | 2093.8641 | 16.4938 | FALSE
903 | 886307 | 2022-01-12 09:45 | 1641977100 | 1 | 3.7243 | 1.345 | 61.4317 | 2.8276 | 18.2267 | 16 | 900 | 2471.6694 | 166 | 0 | 166 | 1 | 377.8053 | 2093.8641 | 16.6254 | FALSE
904 | 886307 | 2022-01-12 10:00 | 1641978000 | 1 | 3.833 | 1.345 | 72.6963 | 2.9363 | 17.7 | 16 | 900 | 0 | 166 | 0 | 166 | 1 | 377.8053 | 0 | 16.5919 | FALSE
905 | 886307 | 2022-01-12 10:15 | 1641978900 | 1 | 4.0253 | 1.5087 | 82.4292 | 3.0195 | 17.2983 | 16 | 900 | 0 | 92 | 0 | 92 | 1 | 377.8053 | 0 | 16.5566 | FALSE
906 | 886307 | 2022-01-12 10:30 | 1641979800 | 1 | 4.2177 | 1.6725 | 92.1621 | 3.1027 | 17.05 | 16 | 900 | 0 | 108 | 0 | 108 | 1 | 377.8053 | 0 | 16.527 | FALSE
907 | 886307 | 2022-01-12 10:45 | 1641980700 | 1 | 4.41 | 1.8362 | 101.8951 | 3.1858 | 16.7867 | 16 | 900 | 0 | 60 | 0 | 60 | 1 | 377.8053 | 0 | 16.4977 | FALSE
908 | 886307 | 2022-01-12 11:00 | 1641981600 | 1 | 4.6024 | 2 | 111.628 | 3.269 | 16.7567 | 16 | 900 | 3624.4639 | 60 | 0 | 60 | 1 | 377.8053 | 3246.6585 | 16.7349 | FALSE
909 | 886307 | 2022-01-12 11:15 | 1641982500 | 1 | 4.7269 | 2.0213 | 111.6255 | 3.3793 | 16.71 | 16 | 900 | 3624.4639 | 48 | 0 | 48 | 1 | 377.8053 | 3246.6585 | 16.9703 | FALSE
910 | 886307 | 2022-01-12 11:30 | 1641983400 | 1 | 4.8514 | 2.0427 | 111.6229 | 3.4896 | 16.7967 | 17.3333 | 900 | 3624.4639 | 312 | 0 | 312 | 1 | 377.8053 | 3246.6585 | 17.2267 | FALSE
911 | 886307 | 2022-01-12 11:45 | 1641984300 | 1 | 4.9759 | 2.064 | 111.6204 | 3.5999 | 17.7667 | 18 | 900 | 3624.4639 | 88 | 0 | 88 | 1 | 377.8053 | 3246.6585 | 17.4634 | FALSE
912 | 886307 | 2022-01-12 12:00 | 1641985200 | 1 | 5.1004 | 2.0853 | 111.6178 | 3.7102 | 18.1167 | 18 | 900 | 1445.8778 | 32 | 0 | 32 | 1 | 377.8053 | 1068.0724 | 17.5187 | FALSE
913 | 886307 | 2022-01-12 12:15 | 1641986100 | 1 | 5.1634 | 2.1502 | 109.3917 | 3.7299 | 17.83 | 18 | 900 | 1445.8778 | 36 | 0 | 36 | 1 | 377.8053 | 1068.0724 | 17.5733 | FALSE
914 | 886307 | 2022-01-12 12:30 | 1641987000 | 1 | 5.2264 | 2.2152 | 107.1656 | 3.7496 | 17.7383 | 18 | 900 | 1445.8778 | 82 | 0 | 82 | 1 | 377.8053 | 1068.0724 | 17.6307 | FALSE
915 | 886307 | 2022-01-12 12:45 | 1641987900 | 1 | 5.2894 | 2.2801 | 104.9395 | 3.7693 | 18.29 | 18 | 900 | 1445.8778 | 110 | 0 | 110 | 1 | 377.8053 | 1068.0724 | 17.6893 | FALSE
916 | 886307 | 2022-01-12 13:00 | 1641988800 | 1 | 5.3524 | 2.345 | 102.7134 | 3.7891 | 18.26 | 18 | 900 | 683.8611 | 36 | 0 | 36 | 1 | 377.8053 | 306.0558 | 17.6792 | FALSE
917 | 886307 | 2022-01-12 13:15 | 1641989700 | 1 | 5.3306 | 2.345 | 98.1051 | 3.7672 | 18.0233 | 18 | 900 | 683.8611 | 36 | 0 | 36 | 1 | 377.8053 | 306.0558 | 17.6673 | FALSE
918 | 886307 | 2022-01-12 13:30 | 1641990600 | 1 | 5.3088 | 2.345 | 93.4968 | 3.7454 | 17.8667 | 16.6667 | 900 | 683.8611 | 72 | 0 | 72 | 1 | 377.8053 | 306.0558 | 17.6566 | FALSE
919 | 886307 | 2022-01-12 13:45 | 1641991500 | 1 | 5.2869 | 2.345 | 88.8885 | 3.7236 | 17.88 | 16 | 900 | 683.8611 | 104 | 0 | 104 | 1 | 377.8053 | 306.0558 | 17.6469 | FALSE
920 | 886307 | 2022-01-12 14:00 | 1641992400 | 1 | 5.2651 | 2.345 | 84.2802 | 3.7018 | 17.73 | 16 | 900 | 0 | 108 | 0 | 108 | 1 | 377.8053 | 0 | 17.611 | FALSE
921 | 886307 | 2022-01-12 14:15 | 1641993300 | 1 | 5.2171 | 2.3663 | 74.6658 | 3.6395 | 17.515 | 16 | 900 | 0 | 104 | 0 | 104 | 1 | 377.8053 | 0 | 17.571 | FALSE
922 | 886307 | 2022-01-12 14:30 | 1641994200 | 1 | 5.169 | 2.3876 | 65.0514 | 3.5772 | 17.305 | 16 | 900 | 0 | 108 | 0 | 108 | 1 | 377.8053 | 0 | 17.5278 | FALSE
923 | 886307 | 2022-01-12 14:45 | 1641995100 | 1 | 5.1209 | 2.409 | 55.437 | 3.5149 | 17.1033 | 16 | 900 | 0 | 88 | 0 | 88 | 1 | 377.8053 | 0 | 17.4792 | FALSE
924 | 886307 | 2022-01-12 15:00 | 1641996000 | 1 | 5.0729 | 2.4303 | 45.8226 | 3.4527 | 16.92 | 16 | 900 | 58.6167 | 112 | 0 | 112 | 1 | 377.8053 | 0 | 17.4291 | FALSE
925 | 886307 | 2022-01-12 15:15 | 1641996900 | 1 | 4.856 | 2.4952 | 36.3292 | 3.1925 | 16.7633 | 16 | 900 | 58.6167 | 404 | 0 | 404 | 1 | 377.8053 | 0 | 17.3983 | FALSE
926 | 886307 | 2022-01-12 15:30 | 1641997800 | 1 | 4.6392 | 2.5601 | 26.8358 | 2.9324 | 16.6467 | 16 | 900 | 58.6167 | 128 | 0 | 128 | 1 | 377.8053 | 0 | 17.3394 | FALSE
927 | 886307 | 2022-01-12 15:45 | 1641998700 | 1 | 4.4223 | 2.6251 | 17.3425 | 2.6723 | 16.6333 | 16 | 900 | 58.6167 | 128 | 0 | 128 | 1 | 377.8053 | 0 | 17.2757 | FALSE
928 | 886307 | 2022-01-12 16:00 | 1641999600 | 1 | 4.2054 | 2.69 | 7.8491 | 2.4121 | 16.5267 | 16 | 900 | 185.6194 | 124 | 0 | 124 | 1 | 377.8053 | 0 | 17.2068 | FALSE
929 | 886307 | 2022-01-12 16:15 | 1642000500 | 1 | 4.1304 | 2.69 | 5.8868 | 2.3371 | 16.39 | 16 | 900 | 185.6194 | 120 | 0 | 120 | 1 | 377.8053 | 0 | 17.1368 | FALSE
930 | 886307 | 2022-01-12 16:30 | 1642001400 | 1 | 4.0554 | 2.69 | 3.9245 | 2.2621 | 16.2583 | 16 | 900 | 185.6194 | 292 | 0 | 292 | 1 | 377.8053 | 0 | 17.0804 | FALSE
931 | 886307 | 2022-01-12 16:45 | 1642002300 | 1 | 3.9804 | 2.69 | 1.9623 | 2.1871 | 16.19 | 16 | 900 | 185.6194 | 120 | 0 | 120 | 1 | 377.8053 | 0 | 17.0089 | FALSE
932 | 886307 | 2022-01-12 17:00 | 1642003200 | 1 | 3.9054 | 2.69 | 0 | 2.1121 | 16.135 | 16 | 900 | 3614.6944 | 116 | 0 | 116 | 1 | 377.8053 | 3236.8891 | 17.1975 | FALSE
933 | 886307 | 2022-01-12 17:15 | 1642004100 | 1 | 3.9089 | 2.6251 | 0 | 2.1589 | 16.07 | 16.6667 | 900 | 3614.6944 | 132 | 0 | 132 | 1 | 377.8053 | 3236.8891 | 17.3865 | FALSE
934 | 886307 | 2022-01-12 17:30 | 1642005000 | 1 | 3.9124 | 2.5601 | 0 | 2.2057 | 16.2 | 17 | 900 | 3614.6944 | 308 | 0 | 308 | 1 | 377.8053 | 3236.8891 | 17.5892 | FALSE
935 | 886307 | 2022-01-12 17:45 | 1642005900 | 1 | 3.9159 | 2.4952 | 0 | 2.2524 | 16.7467 | 17 | 900 | 3614.6944 | 140 | 0 | 140 | 1 | 377.8053 | 3236.8891 | 17.7768 | FALSE
936 | 886307 | 2022-01-12 18:00 | 1642006800 | 1 | 3.9194 | 2.4303 | 0 | 2.2992 | 17.0383 | 17 | 900 | 2667.0583 | 124 | 0 | 124 | 1 | 377.8053 | 2289.253 | 17.8855 | FALSE
937 | 886307 | 2022-01-12 18:15 | 1642007700 | 1 | 3.8638 | 2.5292 | 0 | 2.1777 | 17.1467 | 17 | 900 | 2667.0583 | 52 | 0 | 52 | 1 | 377.8053 | 2289.253 | 17.9867 | FALSE
938 | 886307 | 2022-01-12 18:30 | 1642008600 | 1 | 3.8081 | 2.628 | 0 | 2.0562 | 17.2067 | 17 | 900 | 2667.0583 | 60 | 0 | 60 | 1 | 377.8053 | 2289.253 | 18.087 | FALSE
939 | 886307 | 2022-01-12 18:45 | 1642009500 | 1 | 3.7525 | 2.7268 | 0 | 1.9346 | 17.33 | 17 | 900 | 2667.0583 | 64 | 0 | 64 | 1 | 377.8053 | 2289.253 | 18.186 | FALSE
940 | 886307 | 2022-01-12 19:00 | 1642010400 | 1 | 3.6969 | 2.8257 | 0 | 1.8131 | 17.4333 | 17 | 900 | 2061.3528 | 60 | 0 | 60 | 1 | 377.8053 | 1683.5474 | 18.2343 | FALSE
941 | 886307 | 2022-01-12 19:15 | 1642011300 | 1 | 3.6456 | 2.8906 | 0 | 1.7185 | 17.35 | 17 | 900 | 2061.3528 | 60 | 0 | 60 | 1 | 377.8053 | 1683.5474 | 18.2816 | FALSE
942 | 886307 | 2022-01-12 19:30 | 1642012200 | 1 | 3.5942 | 2.9555 | 0 | 1.6239 | 17.2767 | 17.6667 | 900 | 2061.3528 | 72 | 0 | 72 | 1 | 377.8053 | 1683.5474 | 18.3289 | FALSE
943 | 886307 | 2022-01-12 19:45 | 1642013100 | 1 | 3.5429 | 3.0204 | 0 | 1.5293 | 17.93 | 18 | 900 | 2061.3528 | 72 | 0 | 72 | 1 | 377.8053 | 1683.5474 | 18.3752 | FALSE
944 | 886307 | 2022-01-12 20:00 | 1642014000 | 1 | 3.4915 | 3.0853 | 0 | 1.4346 | 18.695 | 18 | 900 | 556.8583 | 164 | 0 | 164 | 1 | 377.8053 | 179.053 | 18.3067 | FALSE
945 | 886307 | 2022-01-12 20:15 | 1642014900 | 1 | 3.5001 | 3.1502 | 0 | 1.4 | 18.5067 | 18 | 900 | 556.8583 | 384 | 0 | 384 | 1 | 377.8053 | 179.053 | 18.2568 | FALSE
946 | 886307 | 2022-01-12 20:30 | 1642015800 | 1 | 3.5088 | 3.2152 | 0 | 1.3653 | 18.095 | 18 | 900 | 556.8583 | 184 | 0 | 184 | 1 | 377.8053 | 179.053 | 18.1903 | FALSE
947 | 886307 | 2022-01-12 20:45 | 1642016700 | 1 | 3.5174 | 3.2801 | 0 | 1.3307 | 17.8433 | 18 | 900 | 556.8583 | 72 | 0 | 72 | 1 | 377.8053 | 179.053 | 18.1147 | FALSE
948 | 886307 | 2022-01-12 21:00 | 1642017600 | 1 | 3.526 | 3.345 | 0 | 1.296 | 17.91 | 18 | 900 | 635.0139 | 76 | 0 | 76 | 1 | 377.8053 | 257.2085 | 18.0461 | FALSE
949 | 886307 | 2022-01-12 21:15 | 1642018500 | 1 | 3.5751 | 3.345 | 0 | 1.3451 | 18.3033 | 18 | 900 | 635.0139 | 324 | 0 | 324 | 1 | 377.8053 | 257.2085 | 17.9989 | FALSE
950 | 886307 | 2022-01-12 21:30 | 1642019400 | 1 | 3.6243 | 3.345 | 0 | 1.3943 | 18.145 | 18 | 900 | 635.0139 | 120 | 0 | 120 | 1 | 377.8053 | 257.2085 | 17.9354 | FALSE
951 | 886307 | 2022-01-12 21:45 | 1642020300 | 1 | 3.6734 | 3.345 | 0 | 1.4434 | 17.99 | 16.3333 | 900 | 635.0139 | 116 | 0 | 116 | 1 | 377.8053 | 257.2085 | 17.8723 | FALSE
952 | 886307 | 2022-01-12 22:00 | 1642021200 | 1 | 3.7225 | 3.345 | 0 | 1.4925 | 17.7767 | 13 | 900 | 0 | 112 | 0 | 112 | 1 | 377.8053 | 0 | 17.789 | FALSE
953 | 886307 | 2022-01-12 22:15 | 1642022100 | 1 | 3.7674 | 3.2801 | 0 | 1.5807 | 17.6067 | 13 | 900 | 0 | 292 | 0 | 292 | 1 | 377.8053 | 0 | 17.7218 | FALSE
954 | 886307 | 2022-01-12 22:30 | 1642023000 | 1 | 3.8122 | 3.2152 | 0 | 1.6688 | 17.36 | 13 | 900 | 0 | 80 | 0 | 80 | 1 | 377.8053 | 0 | 17.6381 | FALSE
955 | 886307 | 2022-01-12 22:45 | 1642023900 | 1 | 3.8571 | 3.1502 | 0 | 1.7569 | 17.17 | 13 | 900 | 0 | 124 | 0 | 124 | 1 | 377.8053 | 0 | 17.5592 | FALSE
956 | 886307 | 2022-01-12 23:00 | 1642024800 | 1 | 3.902 | 3.0853 | 0 | 1.8451 | 17 | 13 | 900 | 0 | 64 | 0 | 64 | 1 | 377.8053 | 0 | 17.4765 | FALSE
957 | 886307 | 2022-01-12 23:15 | 1642025700 | 1 | 3.9076 | 3.0853 | 0 | 1.8507 | 16.8567 | 13 | 900 | 0 | 44 | 0 | 44 | 1 | 377.8053 | 0 | 17.3928 | FALSE
958 | 886307 | 2022-01-12 23:30 | 1642026600 | 1 | 3.9132 | 3.0853 | 0 | 1.8563 | 16.73 | 13 | 900 | 0 | 44 | 0 | 44 | 1 | 377.8053 | 0 | 17.3097 | FALSE
959 | 886307 | 2022-01-12 23:45 | 1642027500 | 1 | 3.9188 | 3.0853 | 0 | 1.8619 | 16.63 | 13 | 900 | 0 | 44 | 0 | 44 | 1 | 377.8053 | 0 | 17.2272 | FALSE
960 | 886307 | 2022-01-13 | 1642028400 | 1 | 3.9244 | 3.0853 | 0 | 1.8675 | 16.5467 | 13 | 900 | 0 | 44 | 0 | 44 | 1 | 377.8053 | 0 | 17.1453 | FALSE
961 | 886307 | 2022-01-13 00:15 | 1642029300 | 1 | 3.9322 | 3.1502 | 0 | 1.832 | 16.4267 | 13 | 900 | 0 | 44 | 0 | 44 | 1 | 377.8053 | 0 | 17.0638 | FALSE
962 | 886307 | 2022-01-13 00:30 | 1642030200 | 1 | 3.9399 | 3.2152 | 0 | 1.7965 | 16.315 | 13 | 900 | 0 | 32 | 0 | 32 | 1 | 377.8053 | 0 | 16.9815 | FALSE
963 | 886307 | 2022-01-13 00:45 | 1642031100 | 1 | 3.9477 | 3.2801 | 0 | 1.761 | 16.2533 | 13 | 900 | 0 | 32 | 0 | 32 | 1 | 377.8053 | 0 | 16.8996 | FALSE
964 | 886307 | 2022-01-13 01:00 | 1642032000 | 1 | 3.9554 | 3.345 | 0 | 1.7254 | 16.14 | 13 | 900 | 0 | 32 | 0 | 32 | 1 | 377.8053 | 0 | 16.8181 | FALSE
965 | 886307 | 2022-01-13 01:15 | 1642032900 | 1 | 3.9576 | 3.345 | 0 | 1.7276 | 16.08 | 13 | 900 | 0 | 32 | 0 | 32 | 1 | 377.8053 | 0 | 16.7371 | FALSE
966 | 886307 | 2022-01-13 01:30 | 1642033800 | 1 | 3.9597 | 3.345 | 0 | 1.7297 | 16.0483 | 13 | 900 | 0 | 28 | 0 | 28 | 1 | 377.8053 | 0 | 16.6563 | FALSE
967 | 886307 | 2022-01-13 01:45 | 1642034700 | 1 | 3.9618 | 3.345 | 0 | 1.7318 | 15.955 | 13 | 900 | 0 | 100 | 0 | 100 | 1 | 377.8053 | 0 | 16.5822 | FALSE
968 | 886307 | 2022-01-13 02:00 | 1642035600 | 1 | 3.964 | 3.345 | 0 | 1.734 | 15.88 | 13 | 900 | 0 | 92 | 0 | 92 | 1 | 377.8053 | 0 | 16.5078 | FALSE
969 | 886307 | 2022-01-13 02:15 | 1642036500 | 1 | 3.9519 | 3.1812 | 0 | 1.8311 | 15.82 | 13 | 900 | 0 | 32 | 0 | 32 | 1 | 377.8053 | 0 | 16.4297 | FALSE
970 | 886307 | 2022-01-13 02:30 | 1642037400 | 1 | 3.9399 | 3.0175 | 0 | 1.9283 | 15.7533 | 13 | 900 | 0 | 32 | 0 | 32 | 1 | 377.8053 | 0 | 16.3529 | FALSE
971 | 886307 | 2022-01-13 02:45 | 1642038300 | 1 | 3.9279 | 2.8537 | 0 | 2.0254 | 15.6667 | 13 | 900 | 0 | 28 | 0 | 28 | 1 | 377.8053 | 0 | 16.2769 | FALSE
972 | 886307 | 2022-01-13 03:00 | 1642039200 | 1 | 3.9159 | 2.69 | 0 | 2.1226 | 15.5967 | 13 | 900 | 0 | 32 | 0 | 32 | 1 | 377.8053 | 0 | 16.2024 | FALSE
973 | 886307 | 2022-01-13 03:15 | 1642040100 | 1 | 3.9073 | 2.8537 | 0 | 2.0048 | 15.5633 | 13 | 900 | 0 | 32 | 0 | 32 | 1 | 377.8053 | 0 | 16.1277 | FALSE
974 | 886307 | 2022-01-13 03:30 | 1642041000 | 1 | 3.8986 | 3.0175 | 0 | 1.887 | 15.515 | 13 | 900 | 0 | 32 | 0 | 32 | 1 | 377.8053 | 0 | 16.0526 | FALSE
975 | 886307 | 2022-01-13 03:45 | 1642041900 | 1 | 3.89 | 3.1812 | 0 | 1.7692 | 15.42 | 13 | 900 | 0 | 28 | 0 | 28 | 1 | 377.8053 | 0 | 15.977 | FALSE
976 | 886307 | 2022-01-13 04:00 | 1642042800 | 1 | 3.8814 | 3.345 | 0 | 1.6514 | 15.3633 | 13 | 900 | 0 | 32 | 0 | 32 | 1 | 377.8053 | 0 | 15.9013 | FALSE
977 | 886307 | 2022-01-13 04:15 | 1642043700 | 1 | 3.8814 | 3.2801 | 0 | 1.6947 | 15.3383 | 13 | 900 | 0 | 32 | 0 | 32 | 1 | 377.8053 | 0 | 15.8265 | FALSE
978 | 886307 | 2022-01-13 04:30 | 1642044600 | 1 | 3.8814 | 3.2152 | 0 | 1.738 | 15.2633 | 13 | 900 | 0 | 28 | 0 | 28 | 1 | 377.8053 | 0 | 15.7522 | FALSE
979 | 886307 | 2022-01-13 04:45 | 1642045500 | 1 | 3.8814 | 3.1502 | 0 | 1.7812 | 15.23 | 13 | 900 | 0 | 72 | 0 | 72 | 1 | 377.8053 | 0 | 15.6823 | FALSE
980 | 886307 | 2022-01-13 05:00 | 1642046400 | 1 | 3.8814 | 3.0853 | 0 | 1.8245 | 15.1967 | 13 | 900 | 0 | 112 | 0 | 112 | 1 | 377.8053 | 0 | 15.6166 | FALSE
981 | 886307 | 2022-01-13 05:15 | 1642047300 | 1 | 3.8508 | 3.0853 | 0 | 1.7939 | 15.1433 | 13 | 900 | 0 | 40 | 0 | 40 | 1 | 377.8053 | 0 | 15.5452 | FALSE
982 | 886307 | 2022-01-13 05:30 | 1642048200 | 1 | 3.8202 | 3.0853 | 0 | 1.7633 | 15.0733 | 13 | 900 | 0 | 28 | 0 | 28 | 1 | 377.8053 | 0 | 15.473 | FALSE
983 | 886307 | 2022-01-13 05:45 | 1642049100 | 1 | 3.7895 | 3.0853 | 0 | 1.7327 | 15.03 | 13 | 900 | 0 | 32 | 0 | 32 | 1 | 377.8053 | 0 | 15.4014 | FALSE
984 | 886307 | 2022-01-13 06:00 | 1642050000 | 1 | 3.7589 | 3.0853 | 0 | 1.702 | 14.9867 | 13 | 900 | 0 | 32 | 0 | 32 | 1 | 377.8053 | 0 | 15.3302 | FALSE
985 | 886307 | 2022-01-13 06:15 | 1642050900 | 1 | 3.7567 | 3.2704 | 0 | 1.5764 | 14.955 | 13 | 900 | 0 | 32 | 0 | 32 | 1 | 377.8053 | 0 | 15.2585 | FALSE
986 | 886307 | 2022-01-13 06:30 | 1642051800 | 1 | 3.7545 | 3.4555 | 0 | 1.4508 | 14.8517 | 13 | 900 | 0 | 20 | 0 | 20 | 1 | 377.8053 | 0 | 15.1855 | FALSE
987 | 886307 | 2022-01-13 06:45 | 1642052700 | 1 | 3.7522 | 3.6406 | 0 | 1.3252 | 14.86 | 13 | 900 | 0 | 32 | 0 | 32 | 1 | 377.8053 | 0 | 15.1131 | FALSE
988 | 886307 | 2022-01-13 07:00 | 1642053600 | 1 | 3.75 | 3.8257 | 0 | 1.1996 | 14.7883 | 14 | 900 | 3409.5361 | 36 | 0 | 36 | 1 | 377.8053 | 3031.7308 | 15.2854 | FALSE
989 | 886307 | 2022-01-13 07:15 | 1642054500 | 1 | 3.7836 | 3.7268 | 0.51413 | 1.2991 | 14.8933 | 16 | 900 | 3409.5361 | 696 | 0 | 696 | 1 | 377.8053 | 3031.7308 | 15.5124 | FALSE
990 | 886307 | 2022-01-13 07:30 | 1642055400 | 1 | 3.8173 | 3.628 | 1.0283 | 1.3986 | 15.4633 | 16 | 900 | 3409.5361 | 44 | 0 | 44 | 1 | 377.8053 | 3031.7308 | 15.6843 | FALSE
991 | 886307 | 2022-01-13 07:45 | 1642056300 | 1 | 3.8509 | 3.5292 | 1.5424 | 1.4981 | 15.97 | 16 | 900 | 3409.5361 | 52 | 0 | 52 | 1 | 377.8053 | 3031.7308 | 15.8566 | FALSE
992 | 886307 | 2022-01-13 08:00 | 1642057200 | 1 | 3.8845 | 3.4303 | 2.0565 | 1.5976 | 15.96 | 17 | 900 | 1934.35 | 156 | 0 | 156 | 1 | 377.8053 | 1556.5447 | 15.9182 | FALSE
993 | 886307 | 2022-01-13 08:15 | 1642058100 | 1 | 3.941 | 3.3654 | 4.9528 | 1.6974 | 17.51 | 17 | 900 | 1934.35 | 108 | 0 | 108 | 1 | 377.8053 | 1556.5447 | 15.9771 | FALSE
994 | 886307 | 2022-01-13 08:30 | 1642059000 | 1 | 3.9975 | 3.3005 | 7.8491 | 1.7972 | 17.8933 | 17 | 900 | 1934.35 | 52 | 0 | 52 | 1 | 377.8053 | 1556.5447 | 16.0326 | FALSE
995 | 886307 | 2022-01-13 08:45 | 1642059900 | 1 | 4.054 | 3.2356 | 10.7454 | 1.8969 | 17.4767 | 17 | 900 | 1934.35 | 52 | 0 | 52 | 1 | 377.8053 | 1556.5447 | 16.0896 | FALSE
996 | 886307 | 2022-01-13 09:00 | 1642060800 | 1 | 4.1105 | 3.1707 | 13.6417 | 1.9967 | 17.02 | 17 | 900 | 1211.4111 | 80 | 0 | 80 | 1 | 377.8053 | 833.6058 | 16.0918 | FALSE
997 | 886307 | 2022-01-13 09:15 | 1642061700 | 1 | 4.1951 | 3.2356 | 17.9618 | 2.038 | 16.7967 | 17 | 900 | 1211.4111 | 1288 | 0 | 1288 | 1 | 377.8053 | 833.6058 | 16.1965 | FALSE
998 | 886307 | 2022-01-13 09:30 | 1642062600 | 1 | 4.2797 | 3.3005 | 22.282 | 2.0793 | 16.7867 | 17 | 900 | 1211.4111 | 328 | 0 | 328 | 1 | 377.8053 | 833.6058 | 16.2223 | FALSE
999 | 886307 | 2022-01-13 09:45 | 1642063500 | 1 | 4.3643 | 3.3654 | 26.6022 | 2.1207 | 17.13 | 17 | 900 | 1211.4111 | 152 | 0 | 152 | 1 | 377.8053 | 833.6058 | 16.2352 | FALSE
1000 | 886307 | 2022-01-13 10:00 | 1642064400 | 1 | 4.4488 | 3.4303 | 30.9223 | 2.162 | 17.01 | 17 | 900 | 1064.8694 | 116 | 0 | 116 | 1 | 377.8053 | 687.0641 | 16.2351 | FALSE
1001 | 886307 | 2022-01-13 10:15 | 1642065300 | 1 | 4.4953 | 3.4303 | 32.8146 | 2.2084 | 16.8217 | 17 | 900 | 1064.8694 | 432 | 0 | 432 | 1 | 377.8053 | 687.0641 | 16.2623 | FALSE
1002 | 886307 | 2022-01-13 10:30 | 1642066200 | 1 | 4.5417 | 3.4303 | 34.7069 | 2.2548 | 17.05 | 17 | 900 | 1064.8694 | 148 | 0 | 148 | 1 | 377.8053 | 687.0641 | 16.2667 | FALSE
1003 | 886307 | 2022-01-13 10:45 | 1642067100 | 1 | 4.5881 | 3.4303 | 36.5992 | 2.3012 | 17.28 | 17 | 900 | 1064.8694 | 276 | 0 | 276 | 1 | 377.8053 | 687.0641 | 16.2827 | FALSE
1004 | 886307 | 2022-01-13 11:00 | 1642068000 | 1 | 4.6345 | 3.4303 | 38.4915 | 2.3477 | 17.115 | 17 | 900 | 1025.7917 | 560 | 0 | 560 | 1 | 377.8053 | 647.9863 | 16.3201 | FALSE
1005 | 886307 | 2022-01-13 11:15 | 1642068900 | 1 | 4.7388 | 3.6803 | 43.8668 | 2.2853 | 16.8533 | 17 | 900 | 1025.7917 | 1980 | 0 | 1980 | 1 | 377.8053 | 647.9863 | 16.4769 | FALSE
1006 | 886307 | 2022-01-13 11:30 | 1642069800 | 1 | 4.8431 | 3.9303 | 49.242 | 2.2229 | 17.1233 | 17 | 900 | 1025.7917 | 1700 | 0 | 1700 | 1 | 377.8053 | 647.9863 | 16.6109 | FALSE
1007 | 886307 | 2022-01-13 11:45 | 1642070700 | 1 | 4.9473 | 4.1803 | 54.6173 | 2.1605 | 17.1567 | 17 | 900 | 1025.7917 | 148 | 0 | 148 | 1 | 377.8053 | 647.9863 | 16.6162 | FALSE
1008 | 886307 | 2022-01-13 12:00 | 1642071600 | 1 | 5.0516 | 4.4303 | 59.9925 | 2.0981 | 17.05 | 17 | 900 | 3849.1611 | 80 | 0 | 80 | 1 | 377.8053 | 3471.3558 | 16.8454 | FALSE
1009 | 886307 | 2022-01-13 12:15 | 1642072500 | 1 | 5.0612 | 4.5941 | 61.6291 | 1.9985 | 16.9122 | 17.6667 | 900 | 3849.1611 | 68 | 0 | 68 | 1 | 377.8053 | 3471.3558 | 17.0718 | FALSE
1010 | 886307 | 2022-01-13 12:30 | 1642073400 | 1 | 5.0708 | 4.7578 | 63.2658 | 1.8989 | 17.0878 | 18 | 900 | 3849.1611 | 256 | 0 | 256 | 1 | 377.8053 | 3471.3558 | 17.3122 | FALSE
1011 | 886307 | 2022-01-13 12:45 | 1642074300 | 1 | 5.0804 | 4.9216 | 64.9024 | 1.7993 | 17.75 | 17.9833 | 900 | 3849.1611 | 36 | 0 | 36 | 1 | 377.8053 | 3471.3558 | 17.5326 | FALSE
1012 | 886307 | 2022-01-13 13:00 | 1642075200 | 1 | 5.09 | 5.0853 | 66.539 | 1.6997 | 17.81 | 17.9633 | 900 | 1172.3333 | 128 | 0 | 128 | 1 | 377.8053 | 794.528 | 17.5428 | FALSE
1013 | 886307 | 2022-01-13 13:15 | 1642076100 | 1 | 5.1598 | 4.9216 | 62.426 | 1.8788 | 18.01 | 15.9867 | 900 | 1172.3333 | 152 | 0 | 152 | 1 | 377.8053 | 794.528 | 17.5547 | FALSE
1014 | 886307 | 2022-01-13 13:30 | 1642077000 | 1 | 5.2297 | 4.7578 | 58.313 | 2.0578 | 18.085 | 16 | 900 | 1172.3333 | 112 | 0 | 112 | 1 | 377.8053 | 794.528 | 17.5629 | FALSE
1015 | 886307 | 2022-01-13 13:45 | 1642077900 | 1 | 5.2995 | 4.5941 | 54.1999 | 2.2368 | 17.775 | 16 | 900 | 1172.3333 | 284 | 0 | 284 | 1 | 377.8053 | 794.528 | 17.5852 | FALSE
1016 | 886307 | 2022-01-13 14:00 | 1642078800 | 1 | 5.3694 | 4.4303 | 50.0869 | 2.4159 | 17.4767 | 16 | 900 | 48.8472 | 116 | 0 | 116 | 1 | 377.8053 | 0 | 17.5289 | FALSE
1017 | 886307 | 2022-01-13 14:15 | 1642079700 | 1 | 5.4053 | 4.1803 | 45.8017 | 2.6184 | 17.23 | 16 | 900 | 48.8472 | 108 | 0 | 108 | 1 | 377.8053 | 0 | 17.4722 | FALSE
1018 | 886307 | 2022-01-13 14:30 | 1642080600 | 1 | 5.4411 | 3.9303 | 41.5165 | 2.8209 | 17.0133 | 16 | 900 | 48.8472 | 108 | 0 | 108 | 1 | 377.8053 | 0 | 17.4158 | FALSE
1019 | 886307 | 2022-01-13 14:45 | 1642081500 | 1 | 5.477 | 3.6803 | 37.2314 | 3.0234 | 16.87 | 16 | 900 | 48.8472 | 168 | 0 | 168 | 1 | 377.8053 | 0 | 17.3646 | FALSE
1020 | 886307 | 2022-01-13 15:00 | 1642082400 | 1 | 5.5128 | 3.4303 | 32.9462 | 3.2259 | 16.7367 | 17 | 900 | 1787.8083 | 324 | 0 | 324 | 1 | 377.8053 | 1410.003 | 17.4404 | FALSE
1021 | 886307 | 2022-01-13 15:15 | 1642083300 | 1 | 5.4748 | 3.659 | 26.3974 | 3.0355 | 17.0133 | 16.5 | 900 | 1787.8083 | 192 | 0 | 192 | 1 | 377.8053 | 1410.003 | 17.501 | FALSE
1022 | 886307 | 2022-01-13 15:30 | 1642084200 | 1 | 5.4368 | 3.8876 | 19.8485 | 2.8451 | 17.96 | 16 | 900 | 1787.8083 | 116 | 0 | 116 | 1 | 377.8053 | 1410.003 | 17.5511 | FALSE
1023 | 886307 | 2022-01-13 15:45 | 1642085100 | 1 | 5.3989 | 4.1163 | 13.2997 | 2.6546 | 17.84 | 16 | 900 | 1787.8083 | 112 | 0 | 112 | 1 | 377.8053 | 1410.003 | 17.5968 | FALSE
1024 | 886307 | 2022-01-13 16:00 | 1642086000 | 1 | 5.3609 | 4.345 | 6.7509 | 2.4642 | 17.5667 | 16 | 900 | 48.8472 | 124 | 0 | 124 | 1 | 377.8053 | 0 | 17.5256 | FALSE
1025 | 886307 | 2022-01-13 16:15 | 1642086900 | 1 | 5.2951 | 4.1812 | 5.0632 | 2.5076 | 17.3067 | 16 | 900 | 48.8472 | 124 | 0 | 124 | 1 | 377.8053 | 0 | 17.4547 | FALSE
1026 | 886307 | 2022-01-13 16:30 | 1642087800 | 1 | 5.2293 | 4.0175 | 3.3754 | 2.5509 | 17.1267 | 16 | 900 | 48.8472 | 124 | 0 | 124 | 1 | 377.8053 | 0 | 17.3839 | FALSE
1027 | 886307 | 2022-01-13 16:45 | 1642088700 | 1 | 5.1635 | 3.8537 | 1.6877 | 2.5943 | 16.9333 | 16 | 900 | 48.8472 | 112 | 0 | 112 | 1 | 377.8053 | 0 | 17.3123 | FALSE
1028 | 886307 | 2022-01-13 17:00 | 1642089600 | 1 | 5.0976 | 3.69 | 0 | 2.6377 | 16.765 | 16 | 900 | 2256.7417 | 72 | 0 | 72 | 1 | 377.8053 | 1878.9363 | 17.3892 | FALSE
1029 | 886307 | 2022-01-13 17:15 | 1642090500 | 1 | 5.0669 | 3.6037 | 0 | 2.6644 | 16.6867 | 17 | 900 | 2256.7417 | 112 | 0 | 112 | 1 | 377.8053 | 1878.9363 | 17.4691 | FALSE
1030 | 886307 | 2022-01-13 17:30 | 1642091400 | 1 | 5.0362 | 3.5175 | 0 | 2.6912 | 16.8133 | 17 | 900 | 2256.7417 | 416 | 0 | 416 | 1 | 377.8053 | 1878.9363 | 17.5739 | FALSE
1031 | 886307 | 2022-01-13 17:45 | 1642092300 | 1 | 5.0054 | 3.4312 | 0 | 2.7179 | 16.95 | 17 | 900 | 2256.7417 | 56 | 0 | 56 | 1 | 377.8053 | 1878.9363 | 17.6483 | FALSE
1032 | 886307 | 2022-01-13 18:00 | 1642093200 | 1 | 4.9747 | 3.345 | 0 | 2.7447 | 16.9867 | 17 | 900 | 1309.1056 | 40 | 0 | 40 | 1 | 377.8053 | 931.3002 | 17.6444 | FALSE
1033 | 886307 | 2022-01-13 18:15 | 1642094100 | 1 | 4.8261 | 3.2152 | 0 | 2.6826 | 16.9433 | 17 | 900 | 1309.1056 | 56 | 0 | 56 | 1 | 377.8053 | 931.3002 | 17.6415 | FALSE
1034 | 886307 | 2022-01-13 18:30 | 1642095000 | 1 | 4.6774 | 3.0853 | 0 | 2.6205 | 16.8867 | 12.6667 | 900 | 1309.1056 | 64 | 0 | 64 | 1 | 377.8053 | 931.3002 | 17.6389 | FALSE
1035 | 886307 | 2022-01-13 18:45 | 1642095900 | 1 | 4.5288 | 2.9555 | 0 | 2.5585 | 17.135 | 17 | 900 | 1309.1056 | 64 | 0 | 64 | 1 | 377.8053 | 931.3002 | 17.6358 | FALSE
1036 | 886307 | 2022-01-13 19:00 | 1642096800 | 1 | 4.3802 | 2.8257 | 0 | 2.4964 | 17.33 | 17 | 900 | 381.0083 | 60 | 0 | 60 | 1 | 377.8053 | 3.203 | 17.557 | FALSE
1037 | 886307 | 2022-01-13 19:15 | 1642097700 | 1 | 4.3556 | 2.9894 | 0 | 2.3626 | 17.2733 | 17 | 900 | 381.0083 | 60 | 0 | 60 | 1 | 377.8053 | 3.203 | 17.4779 | FALSE
1038 | 886307 | 2022-01-13 19:30 | 1642098600 | 1 | 4.331 | 3.1532 | 0 | 2.2289 | 17.19 | 17 | 900 | 381.0083 | 112 | 0 | 112 | 1 | 377.8053 | 3.203 | 17.4027 | FALSE
1039 | 886307 | 2022-01-13 19:45 | 1642099500 | 1 | 4.3064 | 3.3169 | 0 | 2.0951 | 17.0133 | 17 | 900 | 381.0083 | 124 | 0 | 124 | 1 | 377.8053 | 3.203 | 17.3281 | FALSE
1040 | 886307 | 2022-01-13 20:00 | 1642100400 | 1 | 4.2818 | 3.4807 | 0 | 1.9614 | 17.0967 | 18 | 900 | 2080.8917 | 132 | 0 | 132 | 1 | 377.8053 | 1703.0863 | 17.391 | FALSE
1041 | 886307 | 2022-01-13 20:15 | 1642101300 | 1 | 4.3488 | 3.5669 | 0 | 1.9708 | 18.05 | 18 | 900 | 2080.8917 | 532 | 0 | 532 | 1 | 377.8053 | 1703.0863 | 17.4868 | FALSE
1042 | 886307 | 2022-01-13 20:30 | 1642102200 | 1 | 4.4157 | 3.6532 | 0 | 1.9803 | 18.7567 | 18 | 900 | 2080.8917 | 124 | 0 | 124 | 1 | 377.8053 | 1703.0863 | 17.5481 | FALSE
1043 | 886307 | 2022-01-13 20:45 | 1642103100 | 1 | 4.4827 | 3.7394 | 0 | 1.9897 | 18.4667 | 18 | 900 | 2080.8917 | 116 | 0 | 116 | 1 | 377.8053 | 1703.0863 | 17.6083 | FALSE
1044 | 886307 | 2022-01-13 21:00 | 1642104000 | 1 | 4.5497 | 3.8257 | 0 | 1.9992 | 18.15 | 18.0067 | 900 | 976.9444 | 116 | 0 | 116 | 1 | 377.8053 | 599.1391 | 17.579 | FALSE
1045 | 886307 | 2022-01-13 21:15 | 1642104900 | 1 | 4.5825 | 3.9555 | 0 | 1.9455 | 17.9467 | 18 | 900 | 976.9444 | 336 | 0 | 336 | 1 | 377.8053 | 599.1391 | 17.5679 | FALSE
1046 | 886307 | 2022-01-13 21:30 | 1642105800 | 1 | 4.6153 | 4.0853 | 0 | 1.8918 | 17.875 | 18 | 900 | 976.9444 | 232 | 0 | 232 | 1 | 377.8053 | 599.1391 | 17.5478 | FALSE
1047 | 886307 | 2022-01-13 21:45 | 1642106700 | 1 | 4.6482 | 4.2152 | 0 | 1.8381 | 18.1 | 18 | 900 | 976.9444 | 268 | 0 | 268 | 1 | 377.8053 | 599.1391 | 17.5305 | FALSE
1048 | 886307 | 2022-01-13 22:00 | 1642107600 | 1 | 4.681 | 4.345 | 0 | 1.7844 | 18.04 | 12.5 | 900 | 0 | 236 | 0 | 236 | 1 | 377.8053 | 0 | 17.4619 | FALSE
1049 | 886307 | 2022-01-13 22:15 | 1642108500 | 1 | 4.6975 | 4.1812 | 0 | 1.91 | 17.87 | 12.5 | 900 | 0 | 148 | 0 | 148 | 1 | 377.8053 | 0 | 17.3874 | FALSE
1050 | 886307 | 2022-01-13 22:30 | 1642109400 | 1 | 4.714 | 4.0175 | 0 | 2.0356 | 17.63 | 12.5 | 900 | 0 | 288 | 0 | 288 | 1 | 377.8053 | 0 | 17.3258 | FALSE
1051 | 886307 | 2022-01-13 22:45 | 1642110300 | 1 | 4.7304 | 3.8537 | 0 | 2.1613 | 17.4033 | 12.5 | 900 | 0 | 56 | 0 | 56 | 1 | 377.8053 | 0 | 17.2463 | FALSE
1052 | 886307 | 2022-01-13 23:00 | 1642111200 | 1 | 4.7469 | 3.69 | 0 | 2.2869 | 17.2133 | 12.5 | 900 | 0 | 32 | 0 | 32 | 1 | 377.8053 | 0 | 17.1662 | FALSE
1053 | 886307 | 2022-01-13 23:15 | 1642112100 | 1 | 4.749 | 3.69 | 0 | 2.289 | 16.9867 | 12.5 | 900 | 0 | 32 | 0 | 32 | 1 | 377.8053 | 0 | 17.0867 | FALSE
1054 | 886307 | 2022-01-13 23:30 | 1642113000 | 1 | 4.7512 | 3.69 | 0 | 2.2912 | 16.8233 | 12.5 | 900 | 0 | 34 | 0 | 34 | 1 | 377.8053 | 0 | 17.008 | FALSE
1055 | 886307 | 2022-01-13 23:45 | 1642113900 | 1 | 4.7533 | 3.69 | 0 | 2.2933 | 16.72 | 12.5 | 900 | 0 | 30 | 0 | 30 | 1 | 377.8053 | 0 | 16.9295 | FALSE
1056 | 886307 | 2022-01-14 | 1642114800 | 1 | 4.7554 | 3.69 | 0 | 2.2954 | 16.6133 | 12.5 | 900 | 0 | 32 | 0 | 32 | 1 | 377.8053 | 0 | 16.8517 | FALSE
1057 | 886307 | 2022-01-14 00:15 | 1642115700 | 1 | 4.7809 | 3.6037 | 0 | 2.3784 | 16.5533 | 12.5 | 900 | 0 | 32 | 0 | 32 | 1 | 377.8053 | 0 | 16.775 | FALSE
1058 | 886307 | 2022-01-14 00:30 | 1642116600 | 1 | 4.8064 | 3.5175 | 0 | 2.4614 | 16.43 | 12.5 | 900 | 0 | 116 | 0 | 116 | 1 | 377.8053 | 0 | 16.7064 | FALSE
1059 | 886307 | 2022-01-14 00:45 | 1642117500 | 1 | 4.8319 | 3.4312 | 0 | 2.5444 | 16.35 | 12.5 | 900 | 0 | 72 | 0 | 72 | 1 | 377.8053 | 0 | 16.6352 | FALSE
1060 | 886307 | 2022-01-14 01:00 | 1642118400 | 1 | 4.8573 | 3.345 | 0 | 2.6273 | 16.25 | 12.5 | 900 | 0 | 36 | 0 | 36 | 1 | 377.8053 | 0 | 16.5621 | FALSE
1061 | 886307 | 2022-01-14 01:15 | 1642119300 | 1 | 4.8977 | 3.3237 | 0 | 2.682 | 16.1667 | 12.5 | 900 | 0 | 32 | 0 | 32 | 1 | 377.8053 | 0 | 16.4896 | FALSE
1062 | 886307 | 2022-01-14 01:30 | 1642120200 | 1 | 4.9382 | 3.3023 | 0 | 2.7366 | 16.0967 | 12.5 | 900 | 0 | 32 | 0 | 32 | 1 | 377.8053 | 0 | 16.418 | FALSE
1063 | 886307 | 2022-01-14 01:45 | 1642121100 | 1 | 4.9786 | 3.281 | 0 | 2.7912 | 16.045 | 12.5 | 900 | 0 | 32 | 0 | 32 | 1 | 377.8053 | 0 | 16.3472 | FALSE
1064 | 886307 | 2022-01-14 02:00 | 1642122000 | 1 | 5.019 | 3.2597 | 0 | 2.8459 | 16.0267 | 12.5 | 900 | 0 | 36 | 0 | 36 | 1 | 377.8053 | 0 | 16.2777 | FALSE
1065 | 886307 | 2022-01-14 02:15 | 1642122900 | 1 | 5.0146 | 3.2161 | 0 | 2.8706 | 15.9283 | 12.5 | 900 | 0 | 32 | 0 | 32 | 1 | 377.8053 | 0 | 16.2084 | FALSE
1066 | 886307 | 2022-01-14 02:30 | 1642123800 | 1 | 5.0103 | 3.1725 | 0 | 2.8953 | 15.8533 | 12.5 | 900 | 0 | 32 | 0 | 32 | 1 | 377.8053 | 0 | 16.1399 | FALSE
1067 | 886307 | 2022-01-14 02:45 | 1642124700 | 1 | 5.0059 | 3.1289 | 0 | 2.92 | 15.8433 | 12.5 | 900 | 0 | 32 | 0 | 32 | 1 | 377.8053 | 0 | 16.072 | FALSE
1068 | 886307 | 2022-01-14 03:00 | 1642125600 | 1 | 5.0015 | 3.0853 | 0 | 2.9447 | 15.7867 | 12.5 | 900 | 0 | 36 | 0 | 36 | 1 | 377.8053 | 0 | 16.005 | FALSE
1069 | 886307 | 2022-01-14 03:15 | 1642126500 | 1 | 4.946 | 3.0853 | 0 | 2.8891 | 15.7333 | 12.5 | 900 | 0 | 68 | 0 | 68 | 1 | 377.8053 | 0 | 15.9408 | FALSE
1070 | 886307 | 2022-01-14 03:30 | 1642127400 | 1 | 4.8905 | 3.0853 | 0 | 2.8336 | 15.67 | 12.5 | 900 | 0 | 116 | 0 | 116 | 1 | 377.8053 | 0 | 15.8807 | FALSE
1071 | 886307 | 2022-01-14 03:45 | 1642128300 | 1 | 4.835 | 3.0853 | 0 | 2.7781 | 15.63 | 12.5 | 900 | 0 | 40 | 0 | 40 | 1 | 377.8053 | 0 | 15.8143 | FALSE
1072 | 886307 | 2022-01-14 04:00 | 1642129200 | 1 | 4.7794 | 3.0853 | 0 | 2.7226 | 15.56 | 12.5 | 900 | 0 | 32 | 0 | 32 | 1 | 377.8053 | 0 | 15.7473 | FALSE
1073 | 886307 | 2022-01-14 04:15 | 1642130100 | 1 | 4.7924 | 3.0853 | 0 | 2.7355 | 15.475 | 12.5 | 900 | 0 | 32 | 0 | 32 | 1 | 377.8053 | 0 | 15.6808 | FALSE
1074 | 886307 | 2022-01-14 04:30 | 1642131000 | 1 | 4.8054 | 3.0853 | 0 | 2.7485 | 15.45 | 12.5 | 900 | 0 | 36 | 0 | 36 | 1 | 377.8053 | 0 | 15.6152 | FALSE
1075 | 886307 | 2022-01-14 04:45 | 1642131900 | 1 | 4.8184 | 3.0853 | 0 | 2.7615 | 15.3933 | 12.5 | 900 | 0 | 32 | 0 | 32 | 1 | 377.8053 | 0 | 15.5499 | FALSE
1076 | 886307 | 2022-01-14 05:00 | 1642132800 | 1 | 4.8314 | 3.0853 | 0 | 2.7745 | 15.35 | 12.5 | 900 | 0 | 32 | 0 | 32 | 1 | 377.8053 | 0 | 15.4851 | FALSE
1077 | 886307 | 2022-01-14 05:15 | 1642133700 | 1 | 4.8345 | 3.064 | 0 | 2.7918 | 15.3117 | 12.5 | 900 | 0 | 32 | 0 | 32 | 1 | 377.8053 | 0 | 15.4208 | FALSE
1078 | 886307 | 2022-01-14 05:30 | 1642134600 | 1 | 4.8376 | 3.0427 | 0 | 2.8091 | 15.22 | 12.5 | 900 | 0 | 32 | 0 | 32 | 1 | 377.8053 | 0 | 15.3572 | FALSE
1079 | 886307 | 2022-01-14 05:45 | 1642135500 | 1 | 4.8407 | 3.0213 | 0 | 2.8264 | 15.2067 | 12.5 | 900 | 0 | 32 | 0 | 32 | 1 | 377.8053 | 0 | 15.2941 | FALSE
1080 | 886307 | 2022-01-14 06:00 | 1642136400 | 1 | 4.8438 | 3 | 0 | 2.8438 | 15.16 | 12.5 | 900 | 0 | 32 | 0 | 32 | 1 | 377.8053 | 0 | 15.2316 | FALSE
1081 | 886307 | 2022-01-14 06:15 | 1642137300 | 1 | 4.8894 | 3 | 0 | 2.8894 | 15.0933 | 12.5 | 900 | 0 | 72 | 0 | 72 | 1 | 377.8053 | 0 | 15.1731 | FALSE
1082 | 886307 | 2022-01-14 06:30 | 1642138200 | 1 | 4.935 | 3 | 0 | 2.935 | 15.0583 | 12.5 | 900 | 0 | 112 | 0 | 112 | 1 | 377.8053 | 0 | 15.1187 | FALSE
1083 | 886307 | 2022-01-14 06:45 | 1642139100 | 1 | 4.9807 | 3 | 0 | 2.9807 | 15.04 | 12.5 | 900 | 0 | 44 | 0 | 44 | 1 | 377.8053 | 0 | 15.0594 | FALSE
1084 | 886307 | 2022-01-14 07:00 | 1642140000 | 1 | 5.0263 | 3 | 0 | 3.0263 | 14.9833 | 12.5 | 900 | 2960.1417 | 32 | 0 | 32 | 1 | 377.8053 | 2582.3363 | 15.2082 | FALSE
1085 | 886307 | 2022-01-14 07:15 | 1642140900 | 1 | 5.1272 | 2.7713 | 0.51413 | 3.2797 | 14.9533 | 12.5 | 900 | 2960.1417 | 36 | 0 | 36 | 1 | 377.8053 | 2582.3363 | 15.3583 | FALSE
1086 | 886307 | 2022-01-14 07:30 | 1642141800 | 1 | 5.2281 | 2.5427 | 1.0283 | 3.533 | 14.9667 | 16 | 900 | 2960.1417 | 616 | 0 | 616 | 1 | 377.8053 | 2582.3363 | 15.5576 | FALSE
1087 | 886307 | 2022-01-14 07:45 | 1642142700 | 1 | 5.329 | 2.314 | 1.5424 | 3.7863 | 15.67 | 16 | 900 | 2960.1417 | 84 | 0 | 84 | 1 | 377.8053 | 2582.3363 | 15.7132 | FALSE
1088 | 886307 | 2022-01-14 08:00 | 1642143600 | 1 | 5.4298 | 2.0853 | 2.0565 | 4.0396 | 16.1133 | 16 | 900 | 1211.4111 | 44 | 0 | 44 | 1 | 377.8053 | 833.6058 | 15.7252 | FALSE
1089 | 886307 | 2022-01-14 08:15 | 1642144500 | 1 | 5.494 | 2.064 | 4.3202 | 4.118 | 16.1517 | 16 | 900 | 1211.4111 | 52 | 0 | 52 | 1 | 377.8053 | 833.6058 | 15.7391 | FALSE
1090 | 886307 | 2022-01-14 08:30 | 1642145400 | 1 | 5.5581 | 2.0427 | 6.5838 | 4.1964 | 16.215 | 16 | 900 | 1211.4111 | 100 | 0 | 100 | 1 | 377.8053 | 833.6058 | 15.7582 | FALSE
1091 | 886307 | 2022-01-14 08:45 | 1642146300 | 1 | 5.6223 | 2.0213 | 8.8475 | 4.2747 | 16.1433 | 16 | 900 | 1211.4111 | 1152 | 0 | 1152 | 1 | 377.8053 | 833.6058 | 15.8662 | FALSE
1092 | 886307 | 2022-01-14 09:00 | 1642147200 | 1 | 5.6864 | 2 | 11.1111 | 4.3531 | 16.1267 | 16 | 900 | 1533.8028 | 2060 | 0 | 2060 | 1 | 377.8053 | 1155.9974 | 16.0764 | FALSE
1093 | 886307 | 2022-01-14 09:15 | 1642148100 | 1 | 5.7678 | 2 | 17.4229 | 4.4345 | 16.2967 | 16 | 900 | 1533.8028 | 2088 | 0 | 2088 | 1 | 377.8053 | 1155.9974 | 16.2903 | FALSE
1094 | 886307 | 2022-01-14 09:30 | 1642149000 | 1 | 5.8492 | 2 | 23.7347 | 4.5159 | 16.2533 | 16 | 900 | 1533.8028 | 984 | 0 | 984 | 1 | 377.8053 | 1155.9974 | 16.4137 | FALSE
1095 | 886307 | 2022-01-14 09:45 | 1642149900 | 1 | 5.9306 | 2 | 30.0465 | 4.5973 | 16.22 | 16.6667 | 900 | 1533.8028 | 148 | 0 | 148 | 1 | 377.8053 | 1155.9974 | 16.4696 | FALSE
1096 | 886307 | 2022-01-14 10:00 | 1642150800 | 1 | 6.012 | 2 | 36.3583 | 4.6787 | 16.66 | 17 | 900 | 820.6333 | 124 | 0 | 124 | 1 | 377.8053 | 442.828 | 16.4683 | FALSE
1097 | 886307 | 2022-01-14 10:15 | 1642151700 | 1 | 6.1578 | 2.1638 | 45.0523 | 4.7153 | 17.64 | 17 | 900 | 820.6333 | 312 | 0 | 312 | 1 | 377.8053 | 442.828 | 16.4862 | FALSE
1098 | 886307 | 2022-01-14 10:30 | 1642152600 | 1 | 6.3035 | 2.3275 | 53.7463 | 4.7518 | 17.57 | 17 | 900 | 820.6333 | 248 | 0 | 248 | 1 | 377.8053 | 442.828 | 16.502 | FALSE
1099 | 886307 | 2022-01-14 10:45 | 1642153500 | 1 | 6.4492 | 2.4913 | 62.4402 | 4.7884 | 17.2583 | 17 | 900 | 820.6333 | 332 | 0 | 332 | 1 | 377.8053 | 442.828 | 16.5281 | FALSE
1100 | 886307 | 2022-01-14 11:00 | 1642154400 | 1 | 6.595 | 2.655 | 71.1342 | 4.825 | 17.04 | 17 | 900 | 1055.1 | 56 | 0 | 56 | 1 | 377.8053 | 677.2947 | 16.5534 | FALSE
1101 | 886307 | 2022-01-14 11:15 | 1642155300 | 1 | 6.6777 | 2.5562 | 77.2389 | 4.9736 | 16.8533 | 17 | 900 | 1055.1 | 44 | 0 | 44 | 1 | 377.8053 | 677.2947 | 16.5808 | FALSE
1102 | 886307 | 2022-01-14 11:30 | 1642156200 | 1 | 6.7605 | 2.4573 | 83.3435 | 5.1222 | 17.135 | 17 | 900 | 1055.1 | 44 | 0 | 44 | 1 | 377.8053 | 677.2947 | 16.6113 | FALSE
1103 | 886307 | 2022-01-14 11:45 | 1642157100 | 1 | 6.8432 | 2.3585 | 89.4482 | 5.2709 | 17.2567 | 17 | 900 | 1055.1 | 88 | 0 | 88 | 1 | 377.8053 | 677.2947 | 16.6486 | FALSE
1104 | 886307 | 2022-01-14 12:00 | 1642158000 | 1 | 6.926 | 2.2597 | 95.5529 | 5.4195 | 17.1333 | 17 | 900 | 1509.3792 | 156 | 0 | 156 | 1 | 377.8053 | 1131.5738 | 16.7311 | FALSE
1105 | 886307 | 2022-01-14 12:15 | 1642158900 | 1 | 6.9315 | 2.281 | 89.2577 | 5.4108 | 16.98 | 17 | 900 | 1509.3792 | 344 | 0 | 344 | 1 | 377.8053 | 1131.5738 | 16.8264 | FALSE
1106 | 886307 | 2022-01-14 12:30 | 1642159800 | 1 | 6.937 | 2.3023 | 82.9625 | 5.4021 | 17.0333 | 17.5 | 900 | 1509.3792 | 64 | 0 | 64 | 1 | 377.8053 | 1131.5738 | 16.8953 | FALSE
1107 | 886307 | 2022-01-14 12:45 | 1642160700 | 1 | 6.9425 | 2.3237 | 76.6673 | 5.3934 | 17.4933 | 17.5 | 900 | 1474.8372 | 40 | 0 | 40 | 1 | 377.8053 | 1097.0319 | 16.9566 | FALSE
1108 | 886307 | 2022-01-14 13:00 | 1642161600 | 1 | 6.9481 | 2.345 | 70.3722 | 5.3847 | 17.5967 | 17.5 | 900 | 1198.5015 | 60 | 0 | 60 | 1 | 377.8053 | 820.6961 | 16.9945 | FALSE
1109 | 886307 | 2022-01-14 13:15 | 1642162500 | 1 | 6.9046 | 2.3237 | 63.5271 | 5.3555 | 17.4533 | 17.5 | 900 | 887.6238 | 116 | 0 | 116 | 1 | 377.8053 | 509.8185 | 17.009 | FALSE
1110 | 886307 | 2022-01-14 13:30 | 1642163400 | 1 | 6.8611 | 2.3023 | 56.682 | 5.3262 | 17.5 | 16 | 900 | 576.7461 | 108 | 0 | 108 | 1 | 377.8053 | 198.9408 | 16.9949 | FALSE
1111 | 886307 | 2022-01-14 13:45 | 1642164300 | 1 | 6.8175 | 2.281 | 49.8368 | 5.2969 | 17.4633 | 16 | 900 | 123.1648 | 188 | 0 | 188 | 1 | 377.8053 | 0 | 16.9688 | FALSE
1112 | 886307 | 2022-01-14 14:00 | 1642165200 | 1 | 6.774 | 2.2597 | 42.9917 | 5.2676 | 17.2667 | 16 | 900 | 58.6167 | 328 | 0 | 328 | 1 | 377.8053 | 0 | 16.9518 | FALSE
1113 | 886307 | 2022-01-14 14:15 | 1642166100 | 1 | 6.7098 | 2.1947 | 38.3135 | 5.2466 | 17.04 | 16.0033 | 900 | 58.6167 | 104 | 0 | 104 | 1 | 377.8053 | 0 | 16.9145 | FALSE
1114 | 886307 | 2022-01-14 14:30 | 1642167000 | 1 | 6.6456 | 2.1298 | 33.6352 | 5.2257 | 16.88 | 16 | 900 | 58.6167 | 108 | 0 | 108 | 1 | 377.8053 | 0 | 16.8759 | FALSE
1115 | 886307 | 2022-01-14 14:45 | 1642167900 | 1 | 6.5813 | 2.0649 | 28.957 | 5.2047 | 16.6767 | 16 | 900 | 58.6167 | 112 | 0 | 112 | 1 | 377.8053 | 0 | 16.836 | FALSE
1116 | 886307 | 2022-01-14 15:00 | 1642168800 | 1 | 6.5171 | 2 | 24.2787 | 5.1837 | 16.5933 | 16 | 900 | 0 | 256 | 0 | 256 | 1 | 377.8053 | 0 | 16.8066 | FALSE
1117 | 886307 | 2022-01-14 15:15 | 1642169700 | 1 | 6.4671 | 1.8149 | 19.5979 | 5.2571 | 16.5283 | 16 | 900 | 0 | 32 | 0 | 32 | 1 | 377.8053 | 0 | 16.7575 | FALSE
1118 | 886307 | 2022-01-14 15:30 | 1642170600 | 1 | 6.4171 | 1.6298 | 14.9171 | 5.3305 | 16.475 | 16 | 900 | 0 | 32 | 0 | 32 | 1 | 377.8053 | 0 | 16.7076 | FALSE
1119 | 886307 | 2022-01-14 15:45 | 1642171500 | 1 | 6.3671 | 1.4447 | 10.2364 | 5.4039 | 16.3967 | 16 | 900 | 0 | 24 | 0 | 24 | 1 | 377.8053 | 0 | 16.6561 | FALSE
1120 | 886307 | 2022-01-14 16:00 | 1642172400 | 1 | 6.3171 | 1.2597 | 5.5556 | 5.4773 | 16.3 | 16 | 900 | 224.6972 | 60 | 0 | 60 | 1 | 377.8053 | 0 | 16.6068 | FALSE
1121 | 886307 | 2022-01-14 16:15 | 1642173300 | 1 | 6.2649 | 1.1947 | 4.1667 | 5.4684 | 16.2133 | 16 | 900 | 224.6972 | 168 | 0 | 168 | 1 | 377.8053 | 0 | 16.5663 | FALSE
1122 | 886307 | 2022-01-14 16:30 | 1642174200 | 1 | 6.2128 | 1.1298 | 2.7778 | 5.4596 | 16.14 | 16 | 900 | 224.6972 | 168 | 0 | 168 | 1 | 377.8053 | 0 | 16.5255 | FALSE
1123 | 886307 | 2022-01-14 16:45 | 1642175100 | 1 | 6.1607 | 1.0649 | 1.3889 | 5.4507 | 16.0967 | 16 | 900 | 224.6972 | 152 | 0 | 152 | 1 | 377.8053 | 0 | 16.4831 | FALSE
1124 | 886307 | 2022-01-14 17:00 | 1642176000 | 1 | 6.1085 | 1 | 0 | 5.4419 | 16.09 | 16.6667 | 900 | 3878.4694 | 116 | 0 | 116 | 1 | 377.8053 | 3500.6641 | 16.72 | FALSE
1125 | 886307 | 2022-01-14 17:15 | 1642176900 | 1 | 6.0629 | 1.0649 | 0 | 5.3529 | 16.33 | 17 | 900 | 3878.4694 | 104 | 0 | 104 | 1 | 377.8053 | 3500.6641 | 16.9537 | FALSE
1126 | 886307 | 2022-01-14 17:30 | 1642177800 | 1 | 6.0172 | 1.1298 | 0 | 5.264 | 16.7333 | 17 | 900 | 3878.4694 | 292 | 0 | 292 | 1 | 377.8053 | 3500.6641 | 17.2007 | FALSE
1127 | 886307 | 2022-01-14 17:45 | 1642178700 | 1 | 5.9716 | 1.1947 | 0 | 5.1751 | 17.145 | 17 | 900 | 3878.4694 | 88 | 0 | 88 | 1 | 377.8053 | 3500.6641 | 17.4284 | FALSE
1128 | 886307 | 2022-01-14 18:00 | 1642179600 | 1 | 5.926 | 1.2597 | 0 | 5.0862 | 17.1733 | 17 | 900 | 1924.5806 | 36 | 0 | 36 | 1 | 377.8053 | 1546.7752 | 17.4918 | FALSE
1129 | 886307 | 2022-01-14 18:15 | 1642180500 | 1 | 5.9217 | 1.4447 | 0 | 4.9585 | 17.19 | 17 | 900 | 1924.5806 | 120 | 0 | 120 | 1 | 377.8053 | 1546.7752 | 17.5609 | FALSE
1130 | 886307 | 2022-01-14 18:30 | 1642181400 | 1 | 5.9174 | 1.6298 | 0 | 4.8309 | 17.07 | 17 | 900 | 1924.5806 | 128 | 0 | 128 | 1 | 377.8053 | 1546.7752 | 17.6293 | FALSE
1131 | 886307 | 2022-01-14 18:45 | 1642182300 | 1 | 5.9132 | 1.8149 | 0 | 4.7032 | 17.1667 | 17 | 900 | 1924.5806 | 84 | 0 | 84 | 1 | 377.8053 | 1546.7752 | 17.6926 | FALSE
1132 | 886307 | 2022-01-14 19:00 | 1642183200 | 1 | 5.9089 | 2 | 0 | 4.5756 | 17.56 | 17 | 900 | 2207.8944 | 148 | 0 | 148 | 1 | 377.8053 | 1830.0891 | 17.7828 | FALSE
1133 | 886307 | 2022-01-14 19:15 | 1642184100 | 1 | 5.874 | 1.8362 | 0 | 4.6499 | 17.4967 | 17.3333 | 900 | 2207.8944 | 324 | 0 | 324 | 1 | 377.8053 | 1830.0891 | 17.8876 | FALSE
1134 | 886307 | 2022-01-14 19:30 | 1642185000 | 1 | 5.8391 | 1.6725 | 0 | 4.7241 | 17.47 | 18 | 900 | 2207.8944 | 80 | 0 | 80 | 1 | 377.8053 | 1830.0891 | 17.9718 | FALSE
1135 | 886307 | 2022-01-14 19:45 | 1642185900 | 1 | 5.8042 | 1.5087 | 0 | 4.7984 | 18.045 | 18 | 900 | 2207.8944 | 72 | 0 | 72 | 1 | 377.8053 | 1830.0891 | 18.0553 | FALSE
1136 | 886307 | 2022-01-14 20:00 | 1642186800 | 1 | 5.7694 | 1.345 | 0 | 4.8727 | 18.4667 | 18 | 900 | 1250.4889 | 72 | 0 | 72 | 1 | 377.8053 | 872.6835 | 18.0614 | FALSE
1137 | 886307 | 2022-01-14 20:15 | 1642187700 | 1 | 5.7607 | 1.3237 | 0 | 4.8783 | 18.2533 | 18 | 900 | 1250.4889 | 116 | 0 | 116 | 1 | 377.8053 | 872.6835 | 18.0712 | FALSE
1138 | 886307 | 2022-01-14 20:30 | 1642188600 | 1 | 5.7521 | 1.3023 | 0 | 4.8839 | 18.04 | 18 | 900 | 1250.4889 | 404 | 0 | 404 | 1 | 377.8053 | 872.6835 | 18.1049 | FALSE
1139 | 886307 | 2022-01-14 20:45 | 1642189500 | 1 | 5.7435 | 1.281 | 0 | 4.8895 | 17.89 | 18 | 900 | 1250.4889 | 76 | 0 | 76 | 1 | 377.8053 | 872.6835 | 18.1111 | FALSE
1140 | 886307 | 2022-01-14 21:00 | 1642190400 | 1 | 5.7349 | 1.2597 | 0 | 4.8951 | 18.185 | 18 | 900 | 78.1556 | 84 | 0 | 84 | 1 | 377.8053 | 0 | 18.0476 | FALSE
1141 | 886307 | 2022-01-14 21:15 | 1642191300 | 1 | 5.7121 | 1.1947 | 0 | 4.9156 | 18.2867 | 17 | 900 | 78.1556 | 68 | 0 | 68 | 1 | 377.8053 | 0 | 17.9833 | FALSE
1142 | 886307 | 2022-01-14 21:30 | 1642192200 | 1 | 5.6893 | 1.1298 | 0 | 4.9361 | 18.1067 | 17 | 900 | 78.1556 | 68 | 0 | 68 | 1 | 377.8053 | 0 | 17.9196 | FALSE
1143 | 886307 | 2022-01-14 21:45 | 1642193100 | 1 | 5.6665 | 1.0649 | 0 | 4.9566 | 17.9233 | 17 | 900 | 78.1556 | 68 | 0 | 68 | 1 | 377.8053 | 0 | 17.8565 | FALSE
1144 | 886307 | 2022-01-14 22:00 | 1642194000 | 1 | 5.6438 | 1 | 0 | 4.9771 | 17.7567 | 17 | 900 | 58.6167 | 84 | 0 | 84 | 1 | 377.8053 | 0 | 17.7952 | FALSE
1145 | 886307 | 2022-01-14 22:15 | 1642194900 | 1 | 5.633 | 1 | 0 | 4.9663 | 17.6467 | 17 | 900 | 58.6167 | 152 | 0 | 152 | 1 | 377.8053 | 0 | 17.7401 | FALSE
1146 | 886307 | 2022-01-14 22:30 | 1642195800 | 1 | 5.6222 | 1 | 0 | 4.9556 | 17.5267 | 14 | 900 | 58.6167 | 196 | 0 | 196 | 1 | 377.8053 | 0 | 17.6888 | FALSE
1147 | 886307 | 2022-01-14 22:45 | 1642196700 | 1 | 5.6115 | 1 | 0 | 4.9448 | 17.47 | 12.5 | 900 | 58.6167 | 104 | 0 | 104 | 1 | 377.8053 | 0 | 17.6302 | FALSE
1148 | 886307 | 2022-01-14 23:00 | 1642197600 | 1 | 5.6007 | 1 | 0 | 4.9341 | 17.37 | 12.5 | 900 | 0 | 256 | 0 | 256 | 1 | 377.8053 | 0 | 17.5846 | FALSE
1149 | 886307 | 2022-01-14 23:15 | 1642198500 | 1 | 5.5779 | 1 | 0 | 4.9112 | 17.2233 | 12.5 | 900 | 0 | 40 | 0 | 40 | 1 | 377.8053 | 0 | 17.5212 | FALSE
1150 | 886307 | 2022-01-14 23:30 | 1642199400 | 1 | 5.555 | 1 | 0 | 4.8883 | 17.1033 | 12.5 | 900 | 0 | 28 | 0 | 28 | 1 | 377.8053 | 0 | 17.4571 | FALSE
1151 | 886307 | 2022-01-14 23:45 | 1642200300 | 1 | 5.5321 | 1 | 0 | 4.8655 | 16.9733 | 12.5 | 900 | 0 | 32 | 0 | 32 | 1 | 377.8053 | 0 | 17.3935 | FALSE
1152 | 886307 | 2022-01-15 | 1642201200 | 1 | 5.5093 | 1 | 0 | 4.8426 | 16.8367 | 12.5 | 900 | 0 | 32 | 0 | 32 | 1 | 377.8053 | 0 | 17.3303 | FALSE
1153 | 886307 | 2022-01-15 00:15 | 1642202100 | 1 | 5.4658 | 1 | 0 | 4.7991 | 16.7433 | 12.5 | 900 | 0 | 28 | 0 | 28 | 1 | 377.8053 | 0 | 17.2669 | FALSE
1154 | 886307 | 2022-01-15 00:30 | 1642203000 | 1 | 5.4222 | 1 | 0 | 4.7556 | 16.67 | 12.5 | 900 | 0 | 32 | 0 | 32 | 1 | 377.8053 | 0 | 17.2039 | FALSE
1155 | 886307 | 2022-01-15 00:45 | 1642203900 | 1 | 5.3787 | 1 | 0 | 4.7121 | 16.5767 | 12.5 | 900 | 0 | 36 | 0 | 36 | 1 | 377.8053 | 0 | 17.1414 | FALSE
1156 | 886307 | 2022-01-15 01:00 | 1642204800 | 1 | 5.3352 | 1 | 0 | 4.6686 | 16.4733 | 12.5 | 900 | 0 | 112 | 0 | 112 | 1 | 377.8053 | 0 | 17.0854 | FALSE
1157 | 886307 | 2022-01-15 01:15 | 1642205700 | 1 | 5.2731 | 1 | 0 | 4.6065 | 16.4117 | 12.5 | 900 | 0 | 56 | 0 | 56 | 1 | 377.8053 | 0 | 17.0247 | FALSE
1158 | 886307 | 2022-01-15 01:30 | 1642206600 | 1 | 5.211 | 1 | 0 | 4.5443 | 16.3367 | 12.5 | 900 | 0 | 32 | 0 | 32 | 1 | 377.8053 | 0 | 16.9619 | FALSE
1159 | 886307 | 2022-01-15 01:45 | 1642207500 | 1 | 5.1489 | 1 | 0 | 4.4822 | 16.25 | 12.5 | 900 | 0 | 28 | 0 | 28 | 1 | 377.8053 | 0 | 16.8989 | FALSE
1160 | 886307 | 2022-01-15 02:00 | 1642208400 | 1 | 5.0868 | 1 | 0 | 4.4201 | 16.2033 | 12.5 | 900 | 0 | 32 | 0 | 32 | 1 | 377.8053 | 0 | 16.8361 | FALSE
1161 | 886307 | 2022-01-15 02:15 | 1642209300 | 1 | 5.0695 | 1.0213 | 0 | 4.3887 | 16.12 | 12.5 | 900 | 0 | 28 | 0 | 28 | 1 | 377.8053 | 0 | 16.7733 | FALSE
1162 | 886307 | 2022-01-15 02:30 | 1642210200 | 1 | 5.0523 | 1.0427 | 0 | 4.3572 | 16.0433 | 12.5 | 900 | 0 | 32 | 0 | 32 | 1 | 377.8053 | 0 | 16.711 | FALSE
1163 | 886307 | 2022-01-15 02:45 | 1642211100 | 1 | 5.035 | 1.064 | 0 | 4.3257 | 15.995 | 12.5 | 900 | 0 | 32 | 0 | 32 | 1 | 377.8053 | 0 | 16.6489 | FALSE
1164 | 886307 | 2022-01-15 03:00 | 1642212000 | 1 | 5.0178 | 1.0853 | 0 | 4.2942 | 15.9367 | 12.5 | 900 | 0 | 28 | 0 | 28 | 1 | 377.8053 | 0 | 16.5867 | FALSE
1165 | 886307 | 2022-01-15 03:15 | 1642212900 | 1 | 4.9743 | 1.0853 | 0 | 4.2507 | 15.84 | 12.5 | 900 | 0 | 32 | 0 | 32 | 1 | 377.8053 | 0 | 16.525 | FALSE
1166 | 886307 | 2022-01-15 03:30 | 1642213800 | 1 | 4.9308 | 1.0853 | 0 | 4.2072 | 15.785 | 12.5 | 900 | 0 | 32 | 0 | 32 | 1 | 377.8053 | 0 | 16.4634 | FALSE
1167 | 886307 | 2022-01-15 03:45 | 1642214700 | 1 | 4.8873 | 1.0853 | 0 | 4.1637 | 15.715 | 12.5 | 900 | 0 | 28 | 0 | 28 | 1 | 377.8053 | 0 | 16.4016 | FALSE
1168 | 886307 | 2022-01-15 04:00 | 1642215600 | 1 | 4.8438 | 1.0853 | 0 | 4.1202 | 15.63 | 12.5 | 900 | 0 | 32 | 0 | 32 | 1 | 377.8053 | 0 | 16.3402 | FALSE
1169 | 886307 | 2022-01-15 04:15 | 1642216500 | 1 | 4.8166 | 1.1502 | 0 | 4.0498 | 15.5733 | 12.5 | 900 | 0 | 104 | 0 | 104 | 1 | 377.8053 | 0 | 16.2848 | FALSE
1170 | 886307 | 2022-01-15 04:30 | 1642217400 | 1 | 4.7895 | 1.2152 | 0 | 3.9794 | 15.555 | 12.5 | 900 | 0 | 88 | 0 | 88 | 1 | 377.8053 | 0 | 16.2279 | FALSE
1171 | 886307 | 2022-01-15 04:45 | 1642218300 | 1 | 4.7624 | 1.2801 | 0 | 3.909 | 15.495 | 12.5 | 900 | 0 | 32 | 0 | 32 | 1 | 377.8053 | 0 | 16.1663 | FALSE
1172 | 886307 | 2022-01-15 05:00 | 1642219200 | 1 | 4.7352 | 1.345 | 0 | 3.8386 | 15.345 | 12.5 | 900 | 0 | 28 | 0 | 28 | 1 | 377.8053 | 0 | 16.1043 | FALSE
1173 | 886307 | 2022-01-15 05:15 | 1642220100 | 1 | 4.6852 | 1.3663 | 0 | 3.7744 | 15.2633 | 12.5 | 900 | 0 | 32 | 0 | 32 | 1 | 377.8053 | 0 | 16.0426 | FALSE
1174 | 886307 | 2022-01-15 05:30 | 1642221000 | 1 | 4.6352 | 1.3876 | 0 | 3.7101 | 15.15 | 12.5 | 900 | 0 | 32 | 0 | 32 | 1 | 377.8053 | 0 | 15.9809 | FALSE
1175 | 886307 | 2022-01-15 05:45 | 1642221900 | 1 | 4.5852 | 1.409 | 0 | 3.6459 | 15.0767 | 12.5 | 900 | 0 | 28 | 0 | 28 | 1 | 377.8053 | 0 | 15.9189 | FALSE
1176 | 886307 | 2022-01-15 06:00 | 1642222800 | 1 | 4.5352 | 1.4303 | 0 | 3.5817 | 14.9917 | 12.5 | 900 | 0 | 32 | 0 | 32 | 1 | 377.8053 | 0 | 15.8571 | FALSE
1177 | 886307 | 2022-01-15 06:15 | 1642223700 | 1 | 4.4374 | 1.659 | 0 | 3.3314 | 14.955 | 12.5 | 900 | 0 | 32 | 0 | 32 | 1 | 377.8053 | 0 | 15.7941 | FALSE
1178 | 886307 | 2022-01-15 06:30 | 1642224600 | 1 | 4.3395 | 1.8876 | 0 | 3.0811 | 14.86 | 12.5 | 900 | 0 | 28 | 0 | 28 | 1 | 377.8053 | 0 | 15.7294 | FALSE
1179 | 886307 | 2022-01-15 06:45 | 1642225500 | 1 | 4.2416 | 2.1163 | 0 | 2.8308 | 14.7967 | 12.5 | 900 | 0 | 32 | 0 | 32 | 1 | 377.8053 | 0 | 15.6637 | FALSE
1180 | 886307 | 2022-01-15 07:00 | 1642226400 | 1 | 4.1438 | 2.345 | 0 | 2.5804 | 14.74 | 12.5 | 900 | 0 | 32 | 0 | 32 | 1 | 377.8053 | 0 | 15.5967 | FALSE
1181 | 886307 | 2022-01-15 07:15 | 1642227300 | 1 | 4.0895 | 2.5087 | 0 | 2.417 | 14.6933 | 12.5 | 900 | 0 | 28 | 0 | 28 | 1 | 377.8053 | 0 | 15.5288 | FALSE
1182 | 886307 | 2022-01-15 07:30 | 1642228200 | 1 | 4.0352 | 2.6725 | 0 | 2.2536 | 14.6383 | 12.5 | 900 | 0 | 116 | 0 | 116 | 1 | 377.8053 | 0 | 15.4675 | FALSE
1183 | 886307 | 2022-01-15 07:45 | 1642229100 | 1 | 3.981 | 2.8362 | 0 | 2.0901 | 14.5533 | 12.5 | 900 | 0 | 80 | 0 | 80 | 1 | 377.8053 | 0 | 15.4024 | FALSE
1184 | 886307 | 2022-01-15 08:00 | 1642230000 | 1 | 3.9267 | 3 | 0 | 1.9267 | 14.4933 | 12.5 | 900 | 2295.8194 | 28 | 0 | 28 | 1 | 377.8053 | 1918.0141 | 15.4872 | FALSE
1185 | 886307 | 2022-01-15 08:15 | 1642230900 | 1 | 3.8723 | 3.1298 | 2.7778 | 1.7858 | 14.4533 | 12.5 | 900 | 2295.8194 | 32 | 0 | 32 | 1 | 377.8053 | 1918.0141 | 15.5718 | FALSE
1186 | 886307 | 2022-01-15 08:30 | 1642231800 | 1 | 3.818 | 3.2597 | 5.5556 | 1.6449 | 14.3833 | 12.5 | 900 | 2295.8194 | 48 | 0 | 48 | 1 | 377.8053 | 1918.0141 | 15.6572 | FALSE
1187 | 886307 | 2022-01-15 08:45 | 1642232700 | 1 | 3.7636 | 3.3895 | 8.3333 | 1.504 | 14.39 | 16 | 900 | 2295.8194 | 608 | 0 | 608 | 1 | 377.8053 | 1918.0141 | 15.7885 | FALSE
1188 | 886307 | 2022-01-15 09:00 | 1642233600 | 1 | 3.7093 | 3.5193 | 11.1111 | 1.3631 | 14.91 | 16 | 900 | 2051.5833 | 140 | 0 | 140 | 1 | 377.8053 | 1673.778 | 15.8604 | FALSE
1189 | 886307 | 2022-01-15 09:15 | 1642234500 | 1 | 3.6863 | 3.5193 | 14.9171 | 1.3401 | 15.7433 | 16 | 900 | 2051.5833 | 32 | 0 | 32 | 1 | 377.8053 | 1673.778 | 15.9239 | FALSE
1190 | 886307 | 2022-01-15 09:30 | 1642235400 | 1 | 3.6633 | 3.5193 | 18.7232 | 1.3171 | 15.89 | 16 | 900 | 2051.5833 | 244 | 0 | 244 | 1 | 377.8053 | 1673.778 | 16.0059 | FALSE
1191 | 886307 | 2022-01-15 09:45 | 1642236300 | 1 | 3.6404 | 3.5193 | 22.5292 | 1.2942 | 16.0967 | 16 | 900 | 2051.5833 | 40 | 0 | 40 | 1 | 377.8053 | 1673.778 | 16.0716 | FALSE
1192 | 886307 | 2022-01-15 10:00 | 1642237200 | 1 | 3.6174 | 3.5193 | 26.3353 | 1.2712 | 16.2133 | 16 | 900 | 732.7083 | 100 | 0 | 100 | 1 | 377.8053 | 354.903 | 16.0365 | FALSE
1193 | 886307 | 2022-01-15 10:15 | 1642238100 | 1 | 3.6131 | 3.5406 | 30.6204 | 1.2526 | 16.2233 | 16 | 900 | 732.7083 | 136 | 0 | 136 | 1 | 377.8053 | 354.903 | 16.0062 | FALSE
1194 | 886307 | 2022-01-15 10:30 | 1642239000 | 1 | 3.6087 | 3.562 | 34.9056 | 1.2341 | 16.0467 | 16 | 900 | 732.7083 | 348 | 0 | 348 | 1 | 377.8053 | 354.903 | 15.9951 | FALSE
1195 | 886307 | 2022-01-15 10:45 | 1642239900 | 1 | 3.6044 | 3.5833 | 39.1908 | 1.2155 | 16.0467 | 16 | 900 | 732.7083 | 380 | 0 | 380 | 1 | 377.8053 | 354.903 | 15.9882 | FALSE
1196 | 886307 | 2022-01-15 11:00 | 1642240800 | 1 | 3.6 | 3.6046 | 43.476 | 1.1969 | 16.195 | 15 | 900 | 0 | 264 | 0 | 264 | 1 | 377.8053 | 0 | 15.9445 | FALSE
1197 | 886307 | 2022-01-15 11:15 | 1642241700 | 1 | 3.6043 | 3.5833 | 45.5243 | 1.2154 | 16.1033 | 13 | 900 | 0 | 28 | 0 | 28 | 1 | 377.8053 | 0 | 15.8823 | FALSE
1198 | 886307 | 2022-01-15 11:30 | 1642242600 | 1 | 3.6085 | 3.562 | 47.5727 | 1.2339 | 16.0333 | 13 | 900 | 0 | 252 | 0 | 252 | 1 | 377.8053 | 0 | 15.8401 | FALSE
1199 | 886307 | 2022-01-15 11:45 | 1642243500 | 1 | 3.6128 | 3.5406 | 49.621 | 1.2524 | 15.9433 | 13 | 900 | 0 | 696 | 0 | 696 | 1 | 377.8053 | 0 | 15.836 | FALSE
1200 | 886307 | 2022-01-15 12:00 | 1642244400 | 1 | 3.6171 | 3.5193 | 51.6694 | 1.2709 | 15.96 | 13 | 900 | 5549.0444 | 64 | 0 | 64 | 1 | 377.8053 | 5171.2391 | 16.1976 | FALSE
1201 | 886307 | 2022-01-15 12:15 | 1642245300 | 1 | 3.6179 | 3.5406 | 51.7662 | 1.2575 | 15.7933 | 13 | 900 | 5549.0444 | 36 | 0 | 36 | 1 | 377.8053 | 5171.2391 | 16.5544 | FALSE
1202 | 886307 | 2022-01-15 12:30 | 1642246200 | 1 | 3.6188 | 3.562 | 51.8629 | 1.2442 | 15.645 | 13 | 900 | 5549.0444 | 112 | 0 | 112 | 1 | 377.8053 | 5171.2391 | 16.9149 | FALSE
1203 | 886307 | 2022-01-15 12:45 | 1642247100 | 1 | 3.6197 | 3.5833 | 51.9597 | 1.2308 | 15.5567 | 17 | 900 | 5549.0444 | 612 | 0 | 612 | 1 | 377.8053 | 5171.2391 | 17.3145 | FALSE
1204 | 886307 | 2022-01-15 13:00 | 1642248000 | 1 | 3.6206 | 3.6046 | 52.0565 | 1.2175 | 16.055 | 17 | 900 | 2071.1222 | 312 | 0 | 312 | 1 | 377.8053 | 1693.3169 | 17.4055 | FALSE
1205 | 886307 | 2022-01-15 13:15 | 1642248900 | 1 | 3.6283 | 3.5397 | 49.0392 | 1.2685 | 16.8833 | 17 | 900 | 2071.1222 | 36 | 0 | 36 | 1 | 377.8053 | 1693.3169 | 17.4721 | FALSE
1206 | 886307 | 2022-01-15 13:30 | 1642249800 | 1 | 3.6361 | 3.4748 | 46.0218 | 1.3195 | 16.98 | 17 | 900 | 2071.1222 | 36 | 0 | 36 | 1 | 377.8053 | 1693.3169 | 17.5375 | FALSE
1207 | 886307 | 2022-01-15 13:45 | 1642250700 | 1 | 3.6438 | 3.4099 | 43.0045 | 1.3705 | 17.7033 | 16.8333 | 900 | 2071.1222 | 32 | 0 | 32 | 1 | 377.8053 | 1693.3169 | 17.6014 | FALSE
1208 | 886307 | 2022-01-15 14:00 | 1642251600 | 1 | 3.6516 | 3.345 | 39.9871 | 1.4216 | 17.62 | 16.5 | 900 | 107.4639 | 32 | 0 | 32 | 1 | 377.8053 | 0 | 17.5274 | FALSE
1209 | 886307 | 2022-01-15 14:15 | 1642252500 | 1 | 3.6595 | 3.2801 | 34.6119 | 1.4728 | 17.225 | 16.5 | 900 | 107.4639 | 28 | 0 | 28 | 1 | 377.8053 | 0 | 17.4519 | FALSE
1210 | 886307 | 2022-01-15 14:30 | 1642253400 | 1 | 3.6674 | 3.2152 | 29.2366 | 1.524 | 16.9 | 16.5 | 900 | 107.4639 | 208 | 0 | 208 | 1 | 377.8053 | 0 | 17.3904 | FALSE
1211 | 886307 | 2022-01-15 14:45 | 1642254300 | 1 | 3.6754 | 3.1502 | 23.8614 | 1.5752 | 16.6733 | 16.5 | 900 | 107.4639 | 212 | 0 | 212 | 1 | 377.8053 | 0 | 17.328 | FALSE
1212 | 886307 | 2022-01-15 15:00 | 1642255200 | 1 | 3.6833 | 3.0853 | 18.4862 | 1.6264 | 16.595 | 16.5 | 900 | 1651.0361 | 108 | 0 | 108 | 1 | 377.8053 | 1273.2308 | 17.3586 | FALSE
1213 | 886307 | 2022-01-15 15:15 | 1642256100 | 1 | 3.6291 | 2.9216 | 15.3128 | 1.6814 | 16.52 | 16.5 | 900 | 1651.0361 | 36 | 0 | 36 | 1 | 377.8053 | 1273.2308 | 17.3823 | FALSE
1214 | 886307 | 2022-01-15 15:30 | 1642257000 | 1 | 3.575 | 2.7578 | 12.1394 | 1.7364 | 16.45 | 16.5 | 900 | 1651.0361 | 236 | 0 | 236 | 1 | 377.8053 | 1273.2308 | 17.4216 | FALSE
1215 | 886307 | 2022-01-15 15:45 | 1642257900 | 1 | 3.5208 | 2.5941 | 8.966 | 1.7914 | 16.4267 | 16.8333 | 900 | 1651.0361 | 48 | 0 | 48 | 1 | 377.8053 | 1273.2308 | 17.4442 | FALSE
1216 | 886307 | 2022-01-15 16:00 | 1642258800 | 1 | 3.4666 | 2.4303 | 5.7926 | 1.8464 | 16.98 | 17 | 900 | 351.7 | 68 | 0 | 68 | 1 | 377.8053 | 0 | 17.3648 | FALSE
1217 | 886307 | 2022-01-15 16:15 | 1642259700 | 1 | 3.3263 | 2.4303 | 4.3444 | 1.7061 | 17.58 | 17 | 900 | 351.7 | 112 | 0 | 112 | 1 | 377.8053 | 0 | 17.288 | FALSE
1218 | 886307 | 2022-01-15 16:30 | 1642260600 | 1 | 3.186 | 2.4303 | 2.8963 | 1.5658 | 17.4 | 17 | 900 | 351.7 | 112 | 0 | 112 | 1 | 377.8053 | 0 | 17.2104 | FALSE
1219 | 886307 | 2022-01-15 16:45 | 1642261500 | 1 | 3.0456 | 2.4303 | 1.4481 | 1.4254 | 17.1267 | 17 | 900 | 351.7 | 132 | 0 | 132 | 1 | 377.8053 | 0 | 17.1334 | FALSE
1220 | 886307 | 2022-01-15 17:00 | 1642262400 | 1 | 2.9053 | 2.4303 | 0 | 1.2851 | 16.88 | 17 | 900 | 2032.0444 | 108 | 0 | 108 | 1 | 377.8053 | 1654.2391 | 17.1869 | FALSE
1221 | 886307 | 2022-01-15 17:15 | 1642263300 | 1 | 2.7889 | 2.5941 | 0 | 1.0595 | 17.0033 | 17 | 900 | 2032.0444 | 132 | 0 | 132 | 1 | 377.8053 | 1654.2391 | 17.2406 | FALSE
1222 | 886307 | 2022-01-15 17:30 | 1642264200 | 1 | 2.6724 | 2.7578 | 0 | 0.83385 | 17.05 | 17 | 900 | 2032.0444 | 124 | 0 | 124 | 1 | 377.8053 | 1654.2391 | 17.2916 | FALSE
1223 | 886307 | 2022-01-15 17:45 | 1642265100 | 1 | 2.5559 | 2.9216 | 0 | 0.60821 | 17.01 | 17 | 900 | 2032.0444 | 340 | 0 | 340 | 1 | 377.8053 | 1654.2391 | 17.3586 | FALSE
1224 | 886307 | 2022-01-15 18:00 | 1642266000 | 1 | 2.4395 | 3.0853 | 0 | 0.38257 | 17.0333 | 17 | 900 | 1563.1111 | 48 | 0 | 48 | 1 | 377.8053 | 1185.3058 | 17.3615 | FALSE
1225 | 886307 | 2022-01-15 18:15 | 1642266900 | 1 | 2.3425 | 3.0853 | 0 | 0.28558 | 17.005 | 17 | 900 | 1563.1111 | 40 | 0 | 40 | 1 | 377.8053 | 1185.3058 | 17.3629 | FALSE
1226 | 886307 | 2022-01-15 18:30 | 1642267800 | 1 | 2.2455 | 3.0853 | 0 | 0.18859 | 16.9467 | 17 | 900 | 1563.1111 | 52 | 0 | 52 | 1 | 377.8053 | 1185.3058 | 17.3647 | FALSE
1227 | 886307 | 2022-01-15 18:45 | 1642268700 | 1 | 2.1485 | 3.0853 | 0 | 0.091595 | 16.8333 | 17 | 900 | 1563.1111 | 224 | 0 | 224 | 1 | 377.8053 | 1185.3058 | 17.3801 | FALSE
1228 | 886307 | 2022-01-15 19:00 | 1642269600 | 1 | 2.0515 | 3.0853 | 0 | -0.0053976 | 16.7667 | 17 | 900 | 2002.7361 | 92 | 0 | 92 | 1 | 377.8053 | 1624.9308 | 17.4193 | FALSE
1229 | 886307 | 2022-01-15 19:15 | 1642270500 | 1 | 1.9594 | 3.1502 | 0 | -0.14072 | 17.3667 | 18 | 900 | 2002.7361 | 88 | 0 | 88 | 1 | 377.8053 | 1624.9308 | 17.4569 | FALSE
1230 | 886307 | 2022-01-15 19:30 | 1642271400 | 1 | 1.8674 | 3.2152 | 0 | -0.27604 | 18.1717 | 18 | 900 | 2002.7361 | 128 | 0 | 128 | 1 | 377.8053 | 1624.9308 | 17.4966 | FALSE
1231 | 886307 | 2022-01-15 19:45 | 1642272300 | 1 | 1.7753 | 3.2801 | 0 | -0.41137 | 18.22 | 18 | 900 | 2002.7361 | 540 | 0 | 540 | 1 | 377.8053 | 1624.9308 | 17.5693 | FALSE
1232 | 886307 | 2022-01-15 20:00 | 1642273200 | 1 | 1.6833 | 3.345 | 0 | -0.54669 | 18.0033 | 18 | 900 | 1211.4111 | 120 | 0 | 120 | 1 | 377.8053 | 833.6058 | 17.5418 | FALSE
1233 | 886307 | 2022-01-15 20:15 | 1642274100 | 1 | 1.5823 | 3.1812 | 0 | -0.53848 | 17.8067 | 18 | 900 | 1211.4111 | 120 | 0 | 120 | 1 | 377.8053 | 833.6058 | 17.5145 | FALSE
1234 | 886307 | 2022-01-15 20:30 | 1642275000 | 1 | 1.4814 | 3.0175 | 0 | -0.53028 | 18.1667 | 18 | 900 | 1211.4111 | 332 | 0 | 332 | 1 | 377.8053 | 833.6058 | 17.5051 | FALSE
1235 | 886307 | 2022-01-15 20:45 | 1642275900 | 1 | 1.3804 | 2.8537 | 0 | -0.52208 | 18.26 | 18 | 900 | 1211.4111 | 112 | 0 | 112 | 1 | 377.8053 | 833.6058 | 17.4776 | FALSE
1236 | 886307 | 2022-01-15 21:00 | 1642276800 | 1 | 1.2794 | 2.69 | 0 | -0.51387 | 17.985 | 18 | 900 | 1055.1 | 120 | 0 | 120 | 1 | 377.8053 | 677.2947 | 17.4383 | FALSE
1237 | 886307 | 2022-01-15 21:15 | 1642277700 | 1 | 1.2902 | 2.6251 | 0 | -0.45984 | 17.89 | 18 | 900 | 1055.1 | 120 | 0 | 120 | 1 | 377.8053 | 677.2947 | 17.3997 | FALSE
1238 | 886307 | 2022-01-15 21:30 | 1642278600 | 1 | 1.301 | 2.5601 | 0 | -0.40581 | 18.23 | 16 | 900 | 1055.1 | 372 | 0 | 372 | 1 | 377.8053 | 677.2947 | 17.3827 | FALSE
1239 | 886307 | 2022-01-15 21:45 | 1642279500 | 1 | 1.3117 | 2.4952 | 0 | -0.35177 | 18.1367 | 12 | 900 | 1055.1 | 136 | 0 | 136 | 1 | 377.8053 | 677.2947 | 17.3465 | FALSE
1240 | 886307 | 2022-01-15 22:00 | 1642280400 | 1 | 1.3225 | 2.4303 | 0 | -0.29774 | 17.865 | 12 | 900 | 0 | 200 | 0 | 200 | 1 | 377.8053 | 0 | 17.2617 | FALSE
1241 | 886307 | 2022-01-15 22:15 | 1642281300 | 1 | 1.3453 | 2.4952 | 0 | -0.31815 | 17.6467 | 12 | 900 | 0 | 128 | 0 | 128 | 1 | 377.8053 | 0 | 17.1713 | FALSE
1242 | 886307 | 2022-01-15 22:30 | 1642282200 | 1 | 1.3682 | 2.5601 | 0 | -0.33856 | 17.41 | 12 | 900 | 0 | 256 | 0 | 256 | 1 | 377.8053 | 0 | 17.092 | FALSE
1243 | 886307 | 2022-01-15 22:45 | 1642283100 | 1 | 1.3911 | 2.6251 | 0 | -0.35897 | 17.1467 | 12 | 900 | 0 | 44 | 0 | 44 | 1 | 377.8053 | 0 | 16.9955 | FALSE
1244 | 886307 | 2022-01-15 23:00 | 1642284000 | 1 | 1.4139 | 2.69 | 0 | -0.37937 | 16.9733 | 12 | 900 | 0 | 32 | 0 | 32 | 1 | 377.8053 | 0 | 16.8985 | FALSE
1245 | 886307 | 2022-01-15 23:15 | 1642284900 | 1 | 1.3712 | 2.7675 | 0 | -0.47377 | 16.7567 | 12 | 900 | 0 | 28 | 0 | 28 | 1 | 377.8053 | 0 | 16.8012 | FALSE
1246 | 886307 | 2022-01-15 23:30 | 1642285800 | 1 | 1.3285 | 2.845 | 0 | -0.56817 | 16.6133 | 12 | 900 | 0 | 32 | 0 | 32 | 1 | 377.8053 | 0 | 16.7043 | FALSE
1247 | 886307 | 2022-01-15 23:45 | 1642286700 | 1 | 1.2858 | 2.9225 | 0 | -0.66257 | 16.54 | 12 | 900 | 0 | 28 | 0 | 28 | 1 | 377.8053 | 0 | 16.6071 | FALSE
1248 | 886307 | 2022-01-16 | 1642287600 | 1 | 1.243 | 3 | 0 | -0.75697 | 16.4067 | 12 | 900 | 0 | 32 | 0 | 32 | 1 | 377.8053 | 0 | 16.5102 | FALSE
1249 | 886307 | 2022-01-16 00:15 | 1642288500 | 1 | 1.2723 | 3.0649 | 0 | -0.77098 | 16.3033 | 12 | 900 | 0 | 28 | 0 | 28 | 1 | 377.8053 | 0 | 16.4135 | FALSE
1250 | 886307 | 2022-01-16 00:30 | 1642289400 | 1 | 1.3016 | 3.1298 | 0 | -0.78499 | 16.1733 | 12 | 900 | 0 | 32 | 0 | 32 | 1 | 377.8053 | 0 | 16.3178 | FALSE
1251 | 886307 | 2022-01-16 00:45 | 1642290300 | 1 | 1.3308 | 3.1947 | 0 | -0.799 | 16.0567 | 12 | 900 | 0 | 28 | 0 | 28 | 1 | 377.8053 | 0 | 16.2223 | FALSE
1252 | 886307 | 2022-01-16 01:00 | 1642291200 | 1 | 1.3601 | 3.2597 | 0 | -0.81301 | 16 | 12 | 900 | 0 | 32 | 0 | 32 | 1 | 377.8053 | 0 | 16.1277 | FALSE
1253 | 886307 | 2022-01-16 01:15 | 1642292100 | 1 | 1.3709 | 3.1947 | 0 | -0.75897 | 15.91 | 12 | 900 | 0 | 80 | 0 | 80 | 1 | 377.8053 | 0 | 16.0382 | FALSE
1254 | 886307 | 2022-01-16 01:30 | 1642293000 | 1 | 1.3816 | 3.1298 | 0 | -0.70494 | 15.8133 | 12 | 900 | 0 | 108 | 0 | 108 | 1 | 377.8053 | 0 | 15.9519 | FALSE
1255 | 886307 | 2022-01-16 01:45 | 1642293900 | 1 | 1.3924 | 3.0649 | 0 | -0.65091 | 15.7067 | 12 | 900 | 0 | 32 | 0 | 32 | 1 | 377.8053 | 0 | 15.8604 | FALSE
1256 | 886307 | 2022-01-16 02:00 | 1642294800 | 1 | 1.4031 | 3 | 0 | -0.59687 | 15.63 | 12 | 900 | 0 | 32 | 0 | 32 | 1 | 377.8053 | 0 | 15.7698 | FALSE
1257 | 886307 | 2022-01-16 02:15 | 1642295700 | 1 | 1.4584 | 3.0862 | 0 | -0.59914 | 15.5833 | 12 | 900 | 0 | 28 | 0 | 28 | 1 | 377.8053 | 0 | 15.6796 | FALSE
1258 | 886307 | 2022-01-16 02:30 | 1642296600 | 1 | 1.5136 | 3.1725 | 0 | -0.6014 | 15.4567 | 12 | 900 | 0 | 32 | 0 | 32 | 1 | 377.8053 | 0 | 15.5902 | FALSE
1259 | 886307 | 2022-01-16 02:45 | 1642297500 | 1 | 1.5688 | 3.2587 | 0 | -0.60367 | 15.3633 | 12 | 900 | 0 | 28 | 0 | 28 | 1 | 377.8053 | 0 | 15.5012 | FALSE
1260 | 886307 | 2022-01-16 03:00 | 1642298400 | 1 | 1.6241 | 3.345 | 0 | -0.60593 | 15.3 | 12 | 900 | 0 | 32 | 0 | 32 | 1 | 377.8053 | 0 | 15.4131 | FALSE
1261 | 886307 | 2022-01-16 03:15 | 1642299300 | 1 | 1.7284 | 3.4312 | 0 | -0.55907 | 15.2533 | 12 | 900 | 0 | 28 | 0 | 28 | 1 | 377.8053 | 0 | 15.3256 | FALSE
1262 | 886307 | 2022-01-16 03:30 | 1642300200 | 1 | 1.8328 | 3.5175 | 0 | -0.51221 | 15.17 | 12 | 900 | 0 | 32 | 0 | 32 | 1 | 377.8053 | 0 | 15.2394 | FALSE
1263 | 886307 | 2022-01-16 03:45 | 1642301100 | 1 | 1.9371 | 3.6037 | 0 | -0.46535 | 15.0933 | 12 | 900 | 0 | 28 | 0 | 28 | 1 | 377.8053 | 0 | 15.1538 | FALSE
1264 | 886307 | 2022-01-16 04:00 | 1642302000 | 1 | 2.0415 | 3.69 | 0 | -0.41849 | 15.0433 | 12 | 900 | 0 | 32 | 0 | 32 | 1 | 377.8053 | 0 | 15.0694 | FALSE
1265 | 886307 | 2022-01-16 04:15 | 1642302900 | 1 | 2.1315 | 3.6686 | 0 | -0.31424 | 14.945 | 12 | 900 | 0 | 32 | 0 | 32 | 1 | 377.8053 | 0 | 14.9864 | FALSE
1266 | 886307 | 2022-01-16 04:30 | 1642303800 | 1 | 2.2215 | 3.6473 | 0 | -0.21 | 14.89 | 12 | 900 | 0 | 28 | 0 | 28 | 1 | 377.8053 | 0 | 14.9043 | FALSE
1267 | 886307 | 2022-01-16 04:45 | 1642304700 | 1 | 2.3116 | 3.626 | 0 | -0.10575 | 14.8267 | 12 | 900 | 0 | 32 | 0 | 32 | 1 | 377.8053 | 0 | 14.8239 | FALSE
1268 | 886307 | 2022-01-16 05:00 | 1642305600 | 1 | 2.4016 | 3.6046 | 0 | -0.0015065 | 14.74 | 12 | 900 | 0 | 28 | 0 | 28 | 1 | 377.8053 | 0 | 14.7444 | FALSE
1269 | 886307 | 2022-01-16 05:15 | 1642306500 | 1 | 2.4767 | 3.7897 | 0 | -0.049806 | 14.71 | 12 | 900 | 0 | 32 | 0 | 32 | 1 | 377.8053 | 0 | 14.6655 | FALSE
1270 | 886307 | 2022-01-16 05:30 | 1642307400 | 1 | 2.5518 | 3.9748 | 0 | -0.098105 | 14.63 | 12 | 900 | 0 | 28 | 0 | 28 | 1 | 377.8053 | 0 | 14.5864 | FALSE
1271 | 886307 | 2022-01-16 05:45 | 1642308300 | 1 | 2.6269 | 4.1599 | 0 | -0.1464 | 14.575 | 12 | 900 | 0 | 32 | 0 | 32 | 1 | 377.8053 | 0 | 14.5079 | FALSE
1272 | 886307 | 2022-01-16 06:00 | 1642309200 | 1 | 2.702 | 4.345 | 0 | -0.1947 | 14.51 | 12 | 900 | 0 | 28 | 0 | 28 | 1 | 377.8053 | 0 | 14.4293 | FALSE
1273 | 886307 | 2022-01-16 06:15 | 1642310100 | 1 | 2.7749 | 4.2587 | 0 | -0.064248 | 14.4433 | 12 | 900 | 0 | 32 | 0 | 32 | 1 | 377.8053 | 0 | 14.3525 | FALSE
1274 | 886307 | 2022-01-16 06:30 | 1642311000 | 1 | 2.8479 | 4.1725 | 0 | 0.066208 | 14.41 | 12 | 900 | 0 | 28 | 0 | 28 | 1 | 377.8053 | 0 | 14.2768 | FALSE
1275 | 886307 | 2022-01-16 06:45 | 1642311900 | 1 | 2.9208 | 4.0862 | 0 | 0.19666 | 14.1383 | 8.01 | 900 | 0 | 100 | 0 | 100 | 1 | 377.8053 | 0 | 14.2085 | FALSE
1276 | 886307 | 2022-01-16 07:00 | 1642312800 | 1 | 2.9938 | 4 | 0 | 0.32712 | 13.9267 | 12 | 900 | 3419.3056 | 116 | 0 | 116 | 1 | 377.8053 | 3041.5002 | 14.3885 | FALSE
1277 | 886307 | 2022-01-16 07:15 | 1642313700 | 1 | 3.1131 | 3.8702 | 0.45487 | 0.53296 | 13.8433 | 12 | 900 | 3419.3056 | 56 | 0 | 56 | 1 | 377.8053 | 3041.5002 | 14.5639 | FALSE
1278 | 886307 | 2022-01-16 07:30 | 1642314600 | 1 | 3.2324 | 3.7403 | 0.90974 | 0.7388 | 13.9183 | 15.5 | 900 | 3419.3056 | 700 | 0 | 700 | 1 | 377.8053 | 3041.5002 | 14.7932 | FALSE
1279 | 886307 | 2022-01-16 07:45 | 1642315500 | 1 | 3.3517 | 3.6105 | 1.3646 | 0.94465 | 14.53 | 15.5 | 900 | 3419.3056 | 40 | 0 | 40 | 1 | 377.8053 | 3041.5002 | 14.9676 | FALSE
1280 | 886307 | 2022-01-16 08:00 | 1642316400 | 1 | 3.4709 | 3.4807 | 1.8195 | 1.1505 | 15.235 | 15.5 | 900 | 889.0194 | 46 | 0 | 46 | 1 | 377.8053 | 511.2141 | 14.9386 | FALSE
1281 | 886307 | 2022-01-16 08:15 | 1642317300 | 1 | 3.565 | 3.4807 | 6.6213 | 1.2445 | 15.4167 | 14.8333 | 900 | 889.0194 | 66 | 0 | 66 | 1 | 377.8053 | 511.2141 | 14.9139 | FALSE
1282 | 886307 | 2022-01-16 08:30 | 1642318200 | 1 | 3.659 | 3.4807 | 11.4232 | 1.3385 | 15.465 | 13.5 | 900 | 889.0194 | 68 | 0 | 68 | 1 | 377.8053 | 511.2141 | 14.8919 | FALSE
1283 | 886307 | 2022-01-16 08:45 | 1642319100 | 1 | 3.753 | 3.4807 | 16.2251 | 1.4325 | 15.38 | 13.5 | 900 | 889.0194 | 44 | 0 | 44 | 1 | 377.8053 | 511.2141 | 14.8705 | FALSE
1284 | 886307 | 2022-01-16 09:00 | 1642320000 | 1 | 3.847 | 3.4807 | 21.0269 | 1.5266 | 15.1967 | 13.5 | 900 | 0 | 92 | 0 | 92 | 1 | 377.8053 | 0 | 14.8144 | FALSE
1285 | 886307 | 2022-01-16 09:15 | 1642320900 | 1 | 4.1188 | 3.3819 | 29.0103 | 1.8642 | 15.06 | 13.5 | 900 | 0 | 96 | 0 | 96 | 1 | 377.8053 | 0 | 14.7643 | FALSE
1286 | 886307 | 2022-01-16 09:30 | 1642321800 | 1 | 4.3906 | 3.283 | 36.9937 | 2.2019 | 14.9267 | 13.5 | 900 | 0 | 28 | 0 | 28 | 1 | 377.8053 | 0 | 14.7142 | FALSE
1287 | 886307 | 2022-01-16 09:45 | 1642322700 | 1 | 4.6624 | 3.1842 | 44.9772 | 2.5396 | 14.79 | 13.5 | 900 | 0 | 28 | 0 | 28 | 1 | 377.8053 | 0 | 14.6696 | FALSE
1288 | 886307 | 2022-01-16 10:00 | 1642323600 | 1 | 4.9342 | 3.0853 | 52.9606 | 2.8773 | 14.7283 | 13.5 | 900 | 0 | 28 | 0 | 28 | 1 | 377.8053 | 0 | 14.6307 | FALSE
1289 | 886307 | 2022-01-16 10:15 | 1642324500 | 1 | 5.1703 | 3.3353 | 53.429 | 2.9468 | 14.6767 | 13.5 | 900 | 0 | 30 | 0 | 30 | 1 | 377.8053 | 0 | 14.5929 | FALSE
1290 | 886307 | 2022-01-16 10:30 | 1642325400 | 1 | 5.4065 | 3.5853 | 53.8974 | 3.0162 | 14.6367 | 13.5 | 900 | 0 | 30 | 0 | 30 | 1 | 377.8053 | 0 | 14.556 | FALSE
1291 | 886307 | 2022-01-16 10:45 | 1642326300 | 1 | 5.6426 | 3.8353 | 54.3659 | 3.0857 | 14.585 | 13.5 | 900 | 0 | 28 | 0 | 28 | 1 | 377.8053 | 0 | 14.5198 | FALSE
1292 | 886307 | 2022-01-16 11:00 | 1642327200 | 1 | 5.8787 | 4.0853 | 54.8343 | 3.1552 | 14.55 | 13.5 | 900 | 0 | 28 | 0 | 28 | 1 | 377.8053 | 0 | 14.4845 | FALSE
1293 | 886307 | 2022-01-16 11:15 | 1642328100 | 1 | 6.0009 | 4.314 | 58.3951 | 3.1249 | 14.4867 | 13.5 | 900 | 0 | 32 | 0 | 32 | 1 | 377.8053 | 0 | 14.4509 | FALSE
1294 | 886307 | 2022-01-16 11:30 | 1642329000 | 1 | 6.1231 | 4.5427 | 61.956 | 3.0947 | 14.4433 | 13.5 | 900 | 0 | 28 | 0 | 28 | 1 | 377.8053 | 0 | 14.4183 | FALSE
1295 | 886307 | 2022-01-16 11:45 | 1642329900 | 1 | 6.2453 | 4.7713 | 65.5168 | 3.0644 | 14.3733 | 13.5 | 900 | 0 | 60 | 0 | 60 | 1 | 377.8053 | 0 | 14.3897 | FALSE
1296 | 886307 | 2022-01-16 12:00 | 1642330800 | 1 | 6.3675 | 5 | 69.0777 | 3.0341 | 14.4067 | 13.5 | 900 | 0 | 108 | 0 | 108 | 1 | 377.8053 | 0 | 14.3664 | FALSE
1297 | 886307 | 2022-01-16 12:15 | 1642331700 | 1 | 6.4188 | 5.0213 | 68.3296 | 3.0713 | 14.365 | 13.5 | 900 | 0 | 48 | 0 | 48 | 1 | 377.8053 | 0 | 14.3382 | FALSE
1298 | 886307 | 2022-01-16 12:30 | 1642332600 | 1 | 6.4702 | 5.0427 | 67.5815 | 3.1084 | 14.35 | 13.5 | 900 | 0 | 28 | 0 | 28 | 1 | 377.8053 | 0 | 14.3085 | FALSE
1299 | 886307 | 2022-01-16 12:45 | 1642333500 | 1 | 6.5215 | 5.064 | 66.8334 | 3.1455 | 14.33 | 13.5 | 900 | 0 | 28 | 0 | 28 | 1 | 377.8053 | 0 | 14.2791 | FALSE
1300 | 886307 | 2022-01-16 13:00 | 1642334400 | 1 | 6.5729 | 5.0853 | 66.0853 | 3.1826 | 14.2767 | 13.5 | 900 | 0 | 32 | 0 | 32 | 1 | 377.8053 | 0 | 14.2501 | FALSE
1301 | 886307 | 2022-01-16 13:15 | 1642335300 | 1 | 6.5413 | 5.0853 | 60.9471 | 3.1511 | 14.29 | 13.5 | 900 | 0 | 28 | 0 | 28 | 1 | 377.8053 | 0 | 14.2189 | FALSE
1302 | 886307 | 2022-01-16 13:30 | 1642336200 | 1 | 6.5097 | 5.0853 | 55.8089 | 3.1195 | 14.2733 | 13.5 | 900 | 0 | 28 | 0 | 28 | 1 | 377.8053 | 0 | 14.1859 | FALSE
1303 | 886307 | 2022-01-16 13:45 | 1642337100 | 1 | 6.4781 | 5.0853 | 50.6707 | 3.0879 | 14.255 | 13.5 | 900 | 0 | 32 | 0 | 32 | 1 | 377.8053 | 0 | 14.1513 | FALSE
1304 | 886307 | 2022-01-16 14:00 | 1642338000 | 1 | 6.4465 | 5.0853 | 45.5325 | 3.0563 | 14.2133 | 13.5 | 900 | 3155.5306 | 28 | 0 | 28 | 1 | 377.8053 | 2777.7252 | 14.3388 | FALSE
1305 | 886307 | 2022-01-16 14:15 | 1642338900 | 1 | 6.415 | 4.9002 | 40.2783 | 3.1482 | 14.185 | 13.5 | 900 | 3155.5306 | 28 | 0 | 28 | 1 | 377.8053 | 2777.7252 | 14.5237 | FALSE
1306 | 886307 | 2022-01-16 14:30 | 1642339800 | 1 | 6.3835 | 4.7152 | 35.0241 | 3.2401 | 14.14 | 14.3333 | 900 | 3155.5306 | 40 | 0 | 40 | 1 | 377.8053 | 2777.7252 | 14.707 | FALSE
1307 | 886307 | 2022-01-16 14:45 | 1642340700 | 1 | 6.3521 | 4.5301 | 29.7699 | 3.332 | 14.3833 | 16 | 900 | 3155.5306 | 52 | 0 | 52 | 1 | 377.8053 | 2777.7252 | 14.8888 | FALSE
1308 | 886307 | 2022-01-16 15:00 | 1642341600 | 1 | 6.3206 | 4.345 | 24.5158 | 3.4239 | 15.805 | 16 | 900 | 136.7722 | 112 | 0 | 112 | 1 | 377.8053 | 0 | 14.8487 | FALSE
1309 | 886307 | 2022-01-16 15:15 | 1642342500 | 1 | 6.2813 | 4.4225 | 20.4702 | 3.333 | 16.8667 | 16 | 900 | 136.7722 | 120 | 0 | 120 | 1 | 377.8053 | 0 | 14.8075 | FALSE
1310 | 886307 | 2022-01-16 15:30 | 1642343400 | 1 | 6.2421 | 4.5 | 16.4245 | 3.2421 | 16.5367 | 16 | 900 | 136.7722 | 360 | 0 | 360 | 1 | 377.8053 | 0 | 14.7845 | FALSE
1311 | 886307 | 2022-01-16 15:45 | 1642344300 | 1 | 6.2028 | 4.5775 | 12.3789 | 3.1512 | 16.175 | 16 | 900 | 136.7722 | 132 | 0 | 132 | 1 | 377.8053 | 0 | 14.7405 | FALSE
1312 | 886307 | 2022-01-16 16:00 | 1642345200 | 1 | 6.1636 | 4.655 | 8.3333 | 3.0602 | 15.9733 | 16 | 900 | 1182.1028 | 88 | 0 | 88 | 1 | 377.8053 | 804.2974 | 14.756 | FALSE
1313 | 886307 | 2022-01-16 16:15 | 1642346100 | 1 | 6.1399 | 4.4477 | 6.25 | 3.1747 | 15.8283 | 16 | 900 | 1182.1028 | 44 | 0 | 44 | 1 | 377.8053 | 804.2974 | 14.7677 | FALSE
1314 | 886307 | 2022-01-16 16:30 | 1642347000 | 1 | 6.1161 | 4.2403 | 4.1667 | 3.2892 | 15.99 | 16 | 900 | 1182.1028 | 48 | 0 | 48 | 1 | 377.8053 | 804.2974 | 14.7798 | FALSE
1315 | 886307 | 2022-01-16 16:45 | 1642347900 | 1 | 6.0924 | 4.033 | 2.0833 | 3.4037 | 16.02 | 16 | 900 | 1182.1028 | 48 | 0 | 48 | 1 | 377.8053 | 804.2974 | 14.7918 | FALSE
1316 | 886307 | 2022-01-16 17:00 | 1642348800 | 1 | 6.0686 | 3.8257 | 0 | 3.5182 | 16.1 | 16.1667 | 900 | 3302.0722 | 116 | 0 | 116 | 1 | 377.8053 | 2924.2669 | 14.9805 | FALSE
1317 | 886307 | 2022-01-16 17:15 | 1642349700 | 1 | 6.1221 | 3.8043 | 0 | 3.5859 | 16.1533 | 16.5 | 900 | 3302.0722 | 580 | 0 | 580 | 1 | 377.8053 | 2924.2669 | 15.2071 | FALSE
1318 | 886307 | 2022-01-16 17:30 | 1642350600 | 1 | 6.1756 | 3.783 | 0 | 3.6536 | 16.345 | 16.5 | 900 | 3302.0722 | 128 | 0 | 128 | 1 | 377.8053 | 2924.2669 | 15.3949 | FALSE
1319 | 886307 | 2022-01-16 17:45 | 1642351500 | 1 | 6.2291 | 3.7617 | 0 | 3.7213 | 16.315 | 16.5 | 900 | 3302.0722 | 1704 | 0 | 1704 | 1 | 377.8053 | 2924.2669 | 15.713 | FALSE
1320 | 886307 | 2022-01-16 18:00 | 1642352400 | 1 | 6.2826 | 3.7403 | 0 | 3.789 | 16.5633 | 16.5 | 900 | 1660.8056 | 700 | 0 | 700 | 1 | 377.8053 | 1283.0002 | 15.8133 | FALSE
1321 | 886307 | 2022-01-16 18:15 | 1642353300 | 1 | 6.3107 | 3.8266 | 0 | 3.7596 | 16.62 | 16.5 | 900 | 1660.8056 | 76 | 0 | 76 | 1 | 377.8053 | 1283.0002 | 15.8608 | FALSE
1322 | 886307 | 2022-01-16 18:30 | 1642354200 | 1 | 6.3388 | 3.9128 | 0 | 3.7302 | 16.6767 | 16.5 | 900 | 1660.8056 | 36 | 0 | 36 | 1 | 377.8053 | 1283.0002 | 15.9044 | FALSE
1323 | 886307 | 2022-01-16 18:45 | 1642355100 | 1 | 6.3669 | 3.9991 | 0 | 3.7008 | 16.595 | 16.5 | 900 | 1660.8056 | 60 | 0 | 60 | 1 | 377.8053 | 1283.0002 | 15.9495 | FALSE
1324 | 886307 | 2022-01-16 19:00 | 1642356000 | 1 | 6.395 | 4.0853 | 0 | 3.6714 | 16.62 | 17.5 | 900 | 1709.6528 | 116 | 0 | 116 | 1 | 377.8053 | 1331.8474 | 16.0027 | FALSE
1325 | 886307 | 2022-01-16 19:15 | 1642356900 | 1 | 6.4079 | 4.1289 | 0 | 3.6552 | 17.3217 | 17.5 | 900 | 1709.6528 | 120 | 0 | 120 | 1 | 377.8053 | 1331.8474 | 16.0557 | FALSE
1326 | 886307 | 2022-01-16 19:30 | 1642357800 | 1 | 6.4207 | 4.1725 | 0 | 3.6391 | 18.115 | 17.5 | 900 | 1709.6528 | 116 | 0 | 116 | 1 | 377.8053 | 1331.8474 | 16.1079 | FALSE
1327 | 886307 | 2022-01-16 19:45 | 1642358700 | 1 | 6.4336 | 4.2161 | 0 | 3.6229 | 17.9767 | 17.6667 | 900 | 1709.6528 | 112 | 0 | 112 | 1 | 377.8053 | 1331.8474 | 16.1594 | FALSE
1328 | 886307 | 2022-01-16 20:00 | 1642359600 | 1 | 6.4465 | 4.2597 | 0 | 3.6068 | 17.6867 | 18 | 900 | 1309.1056 | 184 | 0 | 184 | 1 | 377.8053 | 931.3002 | 16.1839 | FALSE
1329 | 886307 | 2022-01-16 20:15 | 1642360500 | 1 | 6.4805 | 4.2597 | 0 | 3.6408 | 17.965 | 18 | 900 | 1309.1056 | 180 | 0 | 180 | 1 | 377.8053 | 931.3002 | 16.2083 | FALSE
1330 | 886307 | 2022-01-16 20:30 | 1642361400 | 1 | 6.5145 | 4.2597 | 0 | 3.6748 | 18.1433 | 18 | 900 | 1309.1056 | 116 | 0 | 116 | 1 | 377.8053 | 931.3002 | 16.2273 | FALSE
1331 | 886307 | 2022-01-16 20:45 | 1642362300 | 1 | 6.5486 | 4.2597 | 0 | 3.7088 | 17.9267 | 18 | 900 | 1309.1056 | 392 | 0 | 392 | 1 | 377.8053 | 931.3002 | 16.2695 | FALSE
1332 | 886307 | 2022-01-16 21:00 | 1642363200 | 1 | 6.5826 | 4.2597 | 0 | 3.7428 | 17.7867 | 18 | 900 | 967.175 | 124 | 0 | 124 | 1 | 377.8053 | 589.3697 | 16.2616 | FALSE
1333 | 886307 | 2022-01-16 21:15 | 1642364100 | 1 | 6.5795 | 4.1947 | 0 | 3.783 | 18.2667 | 18 | 900 | 967.175 | 260 | 0 | 260 | 1 | 377.8053 | 589.3697 | 16.2655 | FALSE
1334 | 886307 | 2022-01-16 21:30 | 1642365000 | 1 | 6.5764 | 4.1298 | 0 | 3.8232 | 18.1844 | 12.5 | 900 | 967.175 | 112 | 0 | 112 | 1 | 377.8053 | 589.3697 | 16.2572 | FALSE
1335 | 886307 | 2022-01-16 21:45 | 1642365900 | 1 | 6.5733 | 4.0649 | 0 | 3.8633 | 17.9156 | 12.5 | 900 | 967.175 | 96 | 0 | 96 | 1 | 377.8053 | 589.3697 | 16.248 | FALSE
1336 | 886307 | 2022-01-16 22:00 | 1642366800 | 1 | 6.5702 | 4 | 0 | 3.9035 | 17.6567 | 12.5 | 900 | 0 | 112 | 0 | 112 | 1 | 377.8053 | 0 | 16.1928 | FALSE
1337 | 886307 | 2022-01-16 22:15 | 1642367700 | 1 | 6.5461 | 3.8362 | 0 | 3.9886 | 17.425 | 12.5 | 900 | 0 | 144 | 0 | 144 | 1 | 377.8053 | 0 | 16.1414 | FALSE
1338 | 886307 | 2022-01-16 22:30 | 1642368600 | 1 | 6.5221 | 3.6725 | 0 | 4.0738 | 17.16 | 12.5 | 900 | 0 | 44 | 0 | 44 | 1 | 377.8053 | 0 | 16.0825 | FALSE
1339 | 886307 | 2022-01-16 22:45 | 1642369500 | 1 | 6.4981 | 3.5087 | 0 | 4.1589 | 16.92 | 12.5 | 900 | 0 | 28 | 0 | 28 | 1 | 377.8053 | 0 | 16.0233 | FALSE
1340 | 886307 | 2022-01-16 23:00 | 1642370400 | 1 | 6.474 | 3.345 | 0 | 4.244 | 16.75 | 12.5 | 900 | 0 | 32 | 0 | 32 | 1 | 377.8053 | 0 | 15.9655 | FALSE
1341 | 886307 | 2022-01-16 23:15 | 1642371300 | 1 | 6.4054 | 3.5087 | 0 | 4.0663 | 16.6167 | 12.5 | 900 | 0 | 32 | 0 | 32 | 1 | 377.8053 | 0 | 15.9068 | FALSE
1342 | 886307 | 2022-01-16 23:30 | 1642372200 | 1 | 6.3368 | 3.6725 | 0 | 3.8885 | 16.4867 | 12.5 | 900 | 0 | 32 | 0 | 32 | 1 | 377.8053 | 0 | 15.8473 | FALSE
1343 | 886307 | 2022-01-16 23:45 | 1642373100 | 1 | 6.2682 | 3.8362 | 0 | 3.7107 | 16.4 | 12.5 | 900 | 0 | 28 | 0 | 28 | 1 | 377.8053 | 0 | 15.7866 | FALSE
1344 | 886307 | 2022-01-17 | 1642374000 | 1 | 6.1996 | 4 | 0 | 3.533 | 16.2689 | 12.5 | 900 | 0 | 32 | 0 | 32 | 1 | 377.8053 | 0 | 16.2689 | FALSE
1345 | 886307 | 2022-01-17 00:15 | 1642374900 | 1 | 6.2216 | 4 | 0 | 3.555 | 16.1744 | 12.5 | 900 | 0 | 96 | 0 | 96 | 1 | 377.8053 | 0 | 16.2429 | FALSE
1346 | 886307 | 2022-01-17 00:30 | 1642375800 | 1 | 6.2436 | 4 | 0 | 3.577 | 16.09 | 12.5 | 900 | 0 | 80 | 0 | 80 | 1 | 377.8053 | 0 | 16.2165 | FALSE
1347 | 886307 | 2022-01-17 00:45 | 1642376700 | 1 | 6.2656 | 4 | 0 | 3.5989 | 15.9933 | 12.5 | 900 | 0 | 32 | 0 | 32 | 1 | 377.8053 | 0 | 16.1885 | FALSE
1348 | 886307 | 2022-01-17 01:00 | 1642377600 | 1 | 6.2876 | 4 | 0 | 3.6209 | 15.9167 | 12.5 | 900 | 0 | 32 | 0 | 32 | 1 | 377.8053 | 0 | 16.1605 | FALSE
1349 | 886307 | 2022-01-17 01:15 | 1642378500 | 1 | 6.1854 | 4.0213 | 0 | 3.5045 | 15.8683 | 12.5 | 900 | 0 | 32 | 0 | 32 | 1 | 377.8053 | 0 | 16.1323 | FALSE
1350 | 886307 | 2022-01-17 01:30 | 1642379400 | 1 | 6.0832 | 4.0427 | 0 | 3.388 | 15.7833 | 12.5 | 900 | 0 | 28 | 0 | 28 | 1 | 377.8053 | 0 | 16.1037 | FALSE
1351 | 886307 | 2022-01-17 01:45 | 1642380300 | 1 | 5.9809 | 4.064 | 0 | 3.2716 | 15.7067 | 12.5 | 900 | 0 | 32 | 0 | 32 | 1 | 377.8053 | 0 | 16.075 | FALSE
1352 | 886307 | 2022-01-17 02:00 | 1642381200 | 1 | 5.8787 | 4.0853 | 0 | 3.1552 | 15.64 | 12.5 | 900 | 0 | 28 | 0 | 28 | 1 | 377.8053 | 0 | 16.0458 | FALSE
1353 | 886307 | 2022-01-17 02:15 | 1642382100 | 1 | 5.7128 | 4.0853 | 0 | 2.9893 | 15.5733 | 12.5 | 900 | 0 | 32 | 0 | 32 | 1 | 377.8053 | 0 | 16.0164 | FALSE
1354 | 886307 | 2022-01-17 02:30 | 1642383000 | 1 | 5.5469 | 4.0853 | 0 | 2.8234 | 15.49 | 12.5 | 900 | 0 | 28 | 0 | 28 | 1 | 377.8053 | 0 | 15.9863 | FALSE
1355 | 886307 | 2022-01-17 02:45 | 1642383900 | 1 | 5.381 | 4.0853 | 0 | 2.6575 | 15.4033 | 12.5 | 900 | 0 | 60 | 0 | 60 | 1 | 377.8053 | 0 | 15.9571 | FALSE
1356 | 886307 | 2022-01-17 03:00 | 1642384800 | 1 | 5.2151 | 4.0853 | 0 | 2.4916 | 15.33 | 12.5 | 900 | 0 | 112 | 0 | 112 | 1 | 377.8053 | 0 | 15.9294 | FALSE
1357 | 886307 | 2022-01-17 03:15 | 1642385700 | 1 | 5.0515 | 4.064 | 0 | 2.3421 | 15.305 | 12.5 | 900 | 0 | 40 | 0 | 40 | 1 | 377.8053 | 0 | 15.8987 | FALSE
1358 | 886307 | 2022-01-17 03:30 | 1642386600 | 1 | 4.8878 | 4.0427 | 0 | 2.1927 | 15.1867 | 12.5 | 900 | 0 | 32 | 0 | 32 | 1 | 377.8053 | 0 | 15.8672 | FALSE
1359 | 886307 | 2022-01-17 03:45 | 1642387500 | 1 | 4.7241 | 4.0213 | 0 | 2.0432 | 15.1533 | 12.54 | 900 | 0 | 32 | 0 | 32 | 1 | 377.8053 | 0 | 15.8354 | FALSE
1360 | 886307 | 2022-01-17 04:00 | 1642388400 | 1 | 4.5605 | 4 | 0 | 1.8938 | 15.115 | 12.5 | 900 | 0 | 28 | 0 | 28 | 1 | 377.8053 | 0 | 15.803 | FALSE
1361 | 886307 | 2022-01-17 04:15 | 1642389300 | 1 | 4.6953 | 4.0213 | 0 | 2.0145 | 15.0333 | 12.5 | 900 | 0 | 32 | 0 | 32 | 1 | 377.8053 | 0 | 15.7713 | FALSE
1362 | 886307 | 2022-01-17 04:30 | 1642390200 | 1 | 4.8302 | 4.0427 | 0 | 2.1351 | 14.9833 | 12.5 | 900 | 0 | 28 | 0 | 28 | 1 | 377.8053 | 0 | 15.7399 | FALSE
1363 | 886307 | 2022-01-17 04:45 | 1642391100 | 1 | 4.9651 | 4.064 | 0 | 2.2558 | 14.8967 | 12.5 | 900 | 0 | 32 | 0 | 32 | 1 | 377.8053 | 0 | 15.7091 | FALSE
1364 | 886307 | 2022-01-17 05:00 | 1642392000 | 1 | 5.1 | 4.0853 | 0 | 2.3764 | 14.8333 | 12.5 | 900 | 0 | 32 | 0 | 32 | 1 | 377.8053 | 0 | 15.6788 | FALSE
1365 | 886307 | 2022-01-17 05:15 | 1642392900 | 1 | 5.3086 | 4.2491 | 0 | 2.4759 | 14.77 | 12.5 | 900 | 0 | 28 | 0 | 28 | 1 | 377.8053 | 0 | 15.6488 | FALSE
1366 | 886307 | 2022-01-17 05:30 | 1642393800 | 1 | 5.5172 | 4.4128 | 0 | 2.5754 | 14.6967 | 12.5 | 900 | 0 | 32 | 0 | 32 | 1 | 377.8053 | 0 | 15.6193 | FALSE
1367 | 886307 | 2022-01-17 05:45 | 1642394700 | 1 | 5.7259 | 4.5766 | 0 | 2.6748 | 14.6233 | 12.5 | 900 | 0 | 28 | 0 | 28 | 1 | 377.8053 | 0 | 15.59 | FALSE
1368 | 886307 | 2022-01-17 06:00 | 1642395600 | 1 | 5.9345 | 4.7403 | 0 | 2.7743 | 14.6 | 12.5 | 900 | 0 | 32 | 0 | 32 | 1 | 377.8053 | 0 | 15.5613 | FALSE
1369 | 886307 | 2022-01-17 06:15 | 1642396500 | 1 | 5.9879 | 4.8702 | 0 | 2.7411 | 14.545 | 12.5 | 900 | 0 | 32 | 0 | 32 | 1 | 377.8053 | 0 | 15.5326 | FALSE
1370 | 886307 | 2022-01-17 06:30 | 1642397400 | 1 | 6.0413 | 5 | 0 | 2.708 | 14.5083 | 12.5 | 900 | 0 | 96 | 0 | 96 | 1 | 377.8053 | 0 | 15.5063 | FALSE
1371 | 886307 | 2022-01-17 06:45 | 1642398300 | 1 | 6.0947 | 5.1298 | 0 | 2.6748 | 14.4767 | 12.5 | 900 | 0 | 96 | 0 | 96 | 1 | 377.8053 | 0 | 15.48 | FALSE
1372 | 886307 | 2022-01-17 07:00 | 1642399200 | 1 | 6.1481 | 5.2597 | 0 | 2.6416 | 14.44 | 12.5 | 900 | 3653.7722 | 28 | 0 | 28 | 1 | 377.8053 | 3275.9669 | 15.5719 | FALSE
1373 | 886307 | 2022-01-17 07:15 | 1642400100 | 1 | 6.1697 | 5.3585 | 0.45487 | 2.5973 | 14.3967 | 12.5 | 900 | 3653.7722 | 32 | 0 | 32 | 1 | 377.8053 | 3275.9669 | 15.6637 | FALSE
1374 | 886307 | 2022-01-17 07:30 | 1642401000 | 1 | 6.1913 | 5.4573 | 0.90974 | 2.5531 | 14.33 | 14.8333 | 900 | 3653.7722 | 652 | 0 | 652 | 1 | 377.8053 | 3275.9669 | 15.7787 | FALSE
1375 | 886307 | 2022-01-17 07:45 | 1642401900 | 1 | 6.2129 | 5.5562 | 1.3646 | 2.5088 | 14.805 | 16 | 900 | 3653.7722 | 48 | 0 | 48 | 1 | 377.8053 | 3275.9669 | 15.8705 | FALSE
1376 | 886307 | 2022-01-17 08:00 | 1642402800 | 1 | 6.2345 | 5.655 | 1.8195 | 2.4645 | 15.7233 | 16 | 900 | 1348.1833 | 40 | 0 | 40 | 1 | 377.8053 | 970.378 | 15.8766 | FALSE
1377 | 886307 | 2022-01-17 08:15 | 1642403700 | 1 | 6.3048 | 5.6424 | 5.1975 | 2.5432 | 15.8867 | 16 | 900 | 1348.1833 | 72 | 0 | 72 | 1 | 377.8053 | 970.378 | 15.8853 | FALSE
1378 | 886307 | 2022-01-17 08:30 | 1642404600 | 1 | 6.3752 | 5.6298 | 8.5755 | 2.622 | 16.2267 | 16 | 900 | 1348.1833 | 48 | 0 | 48 | 1 | 377.8053 | 970.378 | 15.8945 | FALSE
1379 | 886307 | 2022-01-17 08:45 | 1642405500 | 1 | 6.4455 | 5.6172 | 11.9534 | 2.7007 | 16.695 | 16 | 900 | 1348.1833 | 44 | 0 | 44 | 1 | 377.8053 | 970.378 | 15.9048 | FALSE
1380 | 886307 | 2022-01-17 09:00 | 1642406400 | 1 | 6.5159 | 5.6046 | 15.3314 | 2.7795 | 16.6767 | 16 | 900 | 762.0167 | 40 | 0 | 40 | 1 | 377.8053 | 384.2113 | 15.8946 | FALSE
1381 | 886307 | 2022-01-17 09:15 | 1642407300 | 1 | 6.6563 | 5.6046 | 23.6349 | 2.9199 | 16.2467 | 16 | 900 | 762.0167 | 56 | 0 | 56 | 1 | 377.8053 | 384.2113 | 15.8883 | FALSE
1382 | 886307 | 2022-01-17 09:30 | 1642408200 | 1 | 6.7967 | 5.6046 | 31.9383 | 3.0603 | 16.0617 | 16 | 900 | 762.0167 | 140 | 0 | 140 | 1 | 377.8053 | 384.2113 | 15.8884 | FALSE
1383 | 886307 | 2022-01-17 09:45 | 1642409100 | 1 | 6.9371 | 5.6046 | 40.2417 | 3.2007 | 15.92 | 16 | 900 | 762.0167 | 96 | 0 | 96 | 1 | 377.8053 | 384.2113 | 15.8899 | FALSE
1384 | 886307 | 2022-01-17 10:00 | 1642410000 | 1 | 7.0775 | 5.6046 | 48.5452 | 3.3411 | 16.0467 | 16 | 900 | 185.6194 | 44 | 0 | 44 | 1 | 377.8053 | 0 | 15.8785 | FALSE
1385 | 886307 | 2022-01-17 10:15 | 1642410900 | 1 | 7.2788 | 5.7035 | 58.0603 | 3.4765 | 16.165 | 16 | 900 | 185.6194 | 236 | 0 | 236 | 1 | 377.8053 | 0 | 15.878 | FALSE
1386 | 886307 | 2022-01-17 10:30 | 1642411800 | 1 | 7.48 | 5.8023 | 67.5754 | 3.6118 | 16.0733 | 16 | 900 | 185.6194 | 64 | 0 | 64 | 1 | 377.8053 | 0 | 15.8745 | FALSE
1387 | 886307 | 2022-01-17 10:45 | 1642412700 | 1 | 7.6813 | 5.9012 | 77.0904 | 3.7472 | 16.03 | 16 | 900 | 185.6194 | 232 | 0 | 232 | 1 | 377.8053 | 0 | 15.8809 | FALSE
1388 | 886307 | 2022-01-17 11:00 | 1642413600 | 1 | 7.8826 | 6 | 86.6055 | 3.8826 | 15.9167 | 16 | 900 | 869.4806 | 48 | 0 | 48 | 1 | 377.8053 | 491.6752 | 15.902 | FALSE
1389 | 886307 | 2022-01-17 11:15 | 1642414500 | 1 | 8.0021 | 5.8362 | 92.1555 | 4.1113 | 15.8667 | 16 | 900 | 869.4806 | 68 | 0 | 68 | 1 | 377.8053 | 491.6752 | 15.9264 | FALSE
1390 | 886307 | 2022-01-17 11:30 | 1642415400 | 1 | 8.1217 | 5.6725 | 97.7054 | 4.34 | 16.0767 | 16 | 900 | 869.4806 | 64 | 0 | 64 | 1 | 377.8053 | 491.6752 | 15.953 | FALSE
1391 | 886307 | 2022-01-17 11:45 | 1642416300 | 1 | 8.2413 | 5.5087 | 103.2553 | 4.5688 | 16.2567 | 16 | 900 | 869.4806 | 56 | 0 | 56 | 1 | 377.8053 | 491.6752 | 15.9818 | FALSE
1392 | 886307 | 2022-01-17 12:00 | 1642417200 | 1 | 8.3608 | 5.345 | 108.8053 | 4.7975 | 16.15 | 16 | 900 | 4005.4722 | 72 | 0 | 72 | 1 | 377.8053 | 3627.6669 | 16.1293 | FALSE
1393 | 886307 | 2022-01-17 12:15 | 1642418100 | 1 | 8.4383 | 5.345 | 123.7946 | 4.8749 | 16.08 | 16.3333 | 900 | 4005.4722 | 272 | 0 | 272 | 1 | 377.8053 | 3627.6669 | 16.2891 | FALSE
1394 | 886307 | 2022-01-17 12:30 | 1642419000 | 1 | 8.5157 | 5.345 | 138.784 | 4.9524 | 16.07 | 17 | 900 | 4005.4722 | 360 | 0 | 360 | 1 | 377.8053 | 3627.6669 | 16.457 | FALSE
1395 | 886307 | 2022-01-17 12:45 | 1642419900 | 1 | 8.5931 | 5.345 | 153.7734 | 5.0298 | 16.805 | 17 | 900 | 4005.4722 | 32 | 0 | 32 | 1 | 377.8053 | 3627.6669 | 16.617 | FALSE
1396 | 886307 | 2022-01-17 13:00 | 1642420800 | 1 | 8.6705 | 5.345 | 168.7627 | 5.1072 | 17.125 | 17 | 900 | 937.8667 | 120 | 0 | 120 | 1 | 377.8053 | 560.0613 | 16.672 | FALSE
1397 | 886307 | 2022-01-17 13:15 | 1642421700 | 1 | 8.6663 | 5.345 | 146.4048 | 5.103 | 17.32 | 17 | 900 | 937.8667 | 32 | 0 | 32 | 1 | 377.8053 | 560.0613 | 16.716 | FALSE
1398 | 886307 | 2022-01-17 13:30 | 1642422600 | 1 | 8.662 | 5.345 | 124.0468 | 5.0987 | 17.6067 | 17 | 900 | 937.8667 | 28 | 0 | 28 | 1 | 377.8053 | 560.0613 | 16.7524 | FALSE
1399 | 886307 | 2022-01-17 13:45 | 1642423500 | 1 | 8.6577 | 5.345 | 101.6888 | 5.0944 | 17.4867 | 16.3333 | 900 | 937.8667 | 124 | 0 | 124 | 1 | 377.8053 | 560.0613 | 16.785 | FALSE
1400 | 886307 | 2022-01-17 14:00 | 1642424400 | 1 | 8.6535 | 5.345 | 79.3309 | 5.0902 | 17.105 | 16 | 900 | 48.8472 | 108 | 0 | 108 | 1 | 377.8053 | 0 | 16.7888 | FALSE
1401 | 886307 | 2022-01-17 14:15 | 1642425300 | 1 | 8.588 | 5.3886 | 69.399 | 4.9956 | 16.8567 | 16 | 900 | 48.8472 | 144 | 0 | 144 | 1 | 377.8053 | 0 | 16.7904 | FALSE
1402 | 886307 | 2022-01-17 14:30 | 1642426200 | 1 | 8.5225 | 5.4321 | 59.4671 | 4.901 | 16.6633 | 16 | 900 | 48.8472 | 184 | 0 | 184 | 1 | 377.8053 | 0 | 16.7899 | FALSE
1403 | 886307 | 2022-01-17 14:45 | 1642427100 | 1 | 8.457 | 5.4757 | 49.5352 | 4.8065 | 16.5267 | 16 | 900 | 48.8472 | 100 | 0 | 100 | 1 | 377.8053 | 0 | 16.7827 | FALSE
1404 | 886307 | 2022-01-17 15:00 | 1642428000 | 1 | 8.3915 | 5.5193 | 39.6033 | 4.7119 | 16.3767 | 16 | 900 | 127.0028 | 32 | 0 | 32 | 1 | 377.8053 | 0 | 16.7694 | FALSE
1405 | 886307 | 2022-01-17 15:15 | 1642428900 | 1 | 8.3306 | 5.2693 | 33.8099 | 4.8177 | 16.2408 | 16 | 900 | 127.0028 | 32 | 0 | 32 | 1 | 377.8053 | 0 | 16.7545 | FALSE
1406 | 886307 | 2022-01-17 15:30 | 1642429800 | 1 | 8.2698 | 5.0193 | 28.0164 | 4.9236 | 16.1975 | 16 | 900 | 127.0028 | 32 | 0 | 32 | 1 | 377.8053 | 0 | 16.7381 | FALSE
1407 | 886307 | 2022-01-17 15:45 | 1642430700 | 1 | 8.2089 | 4.7693 | 22.223 | 5.0294 | 16.17 | 16 | 900 | 127.0028 | 32 | 0 | 32 | 1 | 377.8053 | 0 | 16.7202 | FALSE
1408 | 886307 | 2022-01-17 16:00 | 1642431600 | 1 | 8.1481 | 4.5193 | 16.4296 | 5.1352 | 16.1133 | 16 | 900 | 244.2361 | 252 | 0 | 252 | 1 | 377.8053 | 0 | 16.7091 | FALSE
1409 | 886307 | 2022-01-17 16:15 | 1642432500 | 1 | 8.0103 | 4.2044 | 12.3222 | 5.2073 | 16.0867 | 16 | 900 | 244.2361 | 32 | 0 | 32 | 1 | 377.8053 | 0 | 16.6885 | FALSE
1410 | 886307 | 2022-01-17 16:30 | 1642433400 | 1 | 7.8725 | 3.8895 | 8.2148 | 5.2795 | 16.0567 | 16 | 900 | 244.2361 | 116 | 0 | 116 | 1 | 377.8053 | 0 | 16.6701 | FALSE
1411 | 886307 | 2022-01-17 16:45 | 1642434300 | 1 | 7.7347 | 3.5746 | 4.1074 | 5.3516 | 16.035 | 16 | 900 | 244.2361 | 196 | 0 | 196 | 1 | 377.8053 | 0 | 16.6537 | FALSE
1412 | 886307 | 2022-01-17 17:00 | 1642435200 | 1 | 7.5969 | 3.2597 | 0 | 5.4238 | 16.0067 | 16 | 900 | 2315.3583 | 144 | 0 | 144 | 1 | 377.8053 | 1937.553 | 16.7056 | FALSE
1413 | 886307 | 2022-01-17 17:15 | 1642436100 | 1 | 7.569 | 3.2597 | 0 | 5.3959 | 16.1267 | 16.5 | 900 | 2315.3583 | 80 | 0 | 80 | 1 | 377.8053 | 1937.553 | 16.7549 | FALSE
1414 | 886307 | 2022-01-17 17:30 | 1642437000 | 1 | 7.541 | 3.2597 | 0 | 5.3679 | 16.4633 | 16.5 | 900 | 2315.3583 | 72 | 0 | 72 | 1 | 377.8053 | 1937.553 | 16.8036 | FALSE
1415 | 886307 | 2022-01-17 17:45 | 1642437900 | 1 | 7.5131 | 3.2597 | 0 | 5.34 | 16.4967 | 16.5 | 900 | 2315.3583 | 256 | 0 | 256 | 1 | 377.8053 | 1937.553 | 16.8591 | FALSE
1416 | 886307 | 2022-01-17 18:00 | 1642438800 | 1 | 7.4852 | 3.2597 | 0 | 5.3121 | 16.45 | 16.5 | 900 | 1992.9667 | 48 | 0 | 48 | 1 | 377.8053 | 1615.1613 | 16.8945 | FALSE
1417 | 886307 | 2022-01-17 18:15 | 1642439700 | 1 | 7.4743 | 3.1947 | 0 | 5.3444 | 16.4767 | 16.5 | 900 | 1992.9667 | 40 | 0 | 40 | 1 | 377.8053 | 1615.1613 | 16.9296 | FALSE
1418 | 886307 | 2022-01-17 18:30 | 1642440600 | 1 | 7.4633 | 3.1298 | 0 | 5.3768 | 16.6133 | 16.5 | 900 | 1992.9667 | 88 | 0 | 88 | 1 | 377.8053 | 1615.1613 | 16.9666 | FALSE
1419 | 886307 | 2022-01-17 18:45 | 1642441500 | 1 | 7.4524 | 3.0649 | 0 | 5.4091 | 16.6933 | 16.5 | 900 | 1992.9667 | 204 | 0 | 204 | 1 | 377.8053 | 1615.1613 | 17.0079 | FALSE
1420 | 886307 | 2022-01-17 19:00 | 1642442400 | 1 | 7.4414 | 3 | 0 | 5.4414 | 16.7767 | 17.5 | 900 | 1856.1944 | 96 | 0 | 96 | 1 | 377.8053 | 1478.3891 | 17.04 | FALSE
1421 | 886307 | 2022-01-17 19:15 | 1642443300 | 1 | 7.2927 | 3.0436 | 0 | 5.2636 | 17.7183 | 17.5 | 900 | 1856.1944 | 68 | 0 | 68 | 1 | 377.8053 | 1478.3891 | 17.0704 | FALSE
1422 | 886307 | 2022-01-17 19:30 | 1642444200 | 1 | 7.1439 | 3.0872 | 0 | 5.0858 | 18.2133 | 17.5 | 900 | 1856.1944 | 56 | 0 | 56 | 1 | 377.8053 | 1478.3891 | 17.0998 | FALSE
1423 | 886307 | 2022-01-17 19:45 | 1642445100 | 1 | 6.9952 | 3.1307 | 0 | 4.908 | 18.03 | 17.5 | 900 | 1856.1944 | 268 | 0 | 268 | 1 | 377.8053 | 1478.3891 | 17.1365 | FALSE
1424 | 886307 | 2022-01-17 20:00 | 1642446000 | 1 | 6.8464 | 3.1743 | 0 | 4.7302 | 17.6867 | 17.5 | 900 | 840.1722 | 116 | 0 | 116 | 1 | 377.8053 | 462.3669 | 17.1293 | FALSE
1425 | 886307 | 2022-01-17 20:15 | 1642446900 | 1 | 6.7141 | 2.8807 | 0 | 4.7936 | 17.5067 | 17.5 | 900 | 840.1722 | 120 | 0 | 120 | 1 | 377.8053 | 462.3669 | 17.1225 | FALSE
1426 | 886307 | 2022-01-17 20:30 | 1642447800 | 1 | 6.5819 | 2.5872 | 0 | 4.8571 | 17.42 | 17.5 | 900 | 840.1722 | 120 | 0 | 120 | 1 | 377.8053 | 462.3669 | 17.1159 | FALSE
1427 | 886307 | 2022-01-17 20:45 | 1642448700 | 1 | 6.4496 | 2.2936 | 0 | 4.9205 | 17.61 | 17.5 | 900 | 840.1722 | 404 | 0 | 404 | 1 | 377.8053 | 462.3669 | 17.1204 | FALSE
1428 | 886307 | 2022-01-17 21:00 | 1642449600 | 1 | 6.3173 | 2 | 0 | 4.984 | 17.5767 | 17.5 | 900 | 791.325 | 224 | 0 | 224 | 1 | 377.8053 | 413.5197 | 17.1163 | FALSE
1429 | 886307 | 2022-01-17 21:15 | 1642450500 | 1 | 6.2648 | 1.9787 | 0 | 4.9457 | 17.44 | 17.5 | 900 | 791.325 | 106 | 0 | 106 | 1 | 377.8053 | 413.5197 | 17.1077 | FALSE
1430 | 886307 | 2022-01-17 21:30 | 1642451400 | 1 | 6.2123 | 1.9573 | 0 | 4.9074 | 17.4933 | 17.5 | 900 | 791.325 | 102 | 0 | 102 | 1 | 377.8053 | 413.5197 | 17.0988 | FALSE
1431 | 886307 | 2022-01-17 21:45 | 1642452300 | 1 | 6.1598 | 1.936 | 0 | 4.8691 | 17.6 | 15.8333 | 900 | 791.325 | 128 | 0 | 128 | 1 | 377.8053 | 413.5197 | 17.0909 | FALSE
1432 | 886307 | 2022-01-17 22:00 | 1642453200 | 1 | 6.1073 | 1.9147 | 0 | 4.8308 | 17.4867 | 12.5 | 900 | 0 | 100 | 0 | 100 | 1 | 377.8053 | 0 | 17.0665 | FALSE
1433 | 886307 | 2022-01-17 22:15 | 1642454100 | 1 | 6.1052 | 1.8711 | 0 | 4.8579 | 17.3283 | 12.5 | 900 | 0 | 48 | 0 | 48 | 1 | 377.8053 | 0 | 17.0403 | FALSE
1434 | 886307 | 2022-01-17 22:30 | 1642455000 | 1 | 6.1032 | 1.8275 | 0 | 4.8849 | 17.11 | 12.5 | 900 | 0 | 204 | 0 | 204 | 1 | 377.8053 | 0 | 17.0202 | FALSE
1435 | 886307 | 2022-01-17 22:45 | 1642455900 | 1 | 6.1012 | 1.7839 | 0 | 4.9119 | 16.88 | 12.5 | 900 | 0 | 32 | 0 | 32 | 1 | 377.8053 | 0 | 16.9937 | FALSE
1436 | 886307 | 2022-01-17 23:00 | 1642456800 | 1 | 6.0992 | 1.7403 | 0 | 4.939 | 16.805 | 12.5 | 900 | 0 | 28 | 0 | 28 | 1 | 377.8053 | 0 | 16.9672 | FALSE
1437 | 886307 | 2022-01-17 23:15 | 1642457700 | 1 | 6.0178 | 1.8053 | 0 | 4.8143 | 16.6733 | 12.5 | 900 | 0 | 112 | 0 | 112 | 1 | 377.8053 | 0 | 16.9436 | FALSE
1438 | 886307 | 2022-01-17 23:30 | 1642458600 | 1 | 5.9364 | 1.8702 | 0 | 4.6896 | 16.525 | 12.5 | 900 | 0 | 308 | 0 | 308 | 1 | 377.8053 | 0 | 16.9272 | FALSE
1439 | 886307 | 2022-01-17 23:45 | 1642459500 | 1 | 5.855 | 1.9351 | 0 | 4.5649 | 16.5033 | 12.5 | 900 | 0 | 116 | 0 | 116 | 1 | 377.8053 | 0 | 16.9031 | FALSE
1440 | 886307 | 2022-01-18 | 1642460400 | 1 | 5.7736 | 2 | 0 | 4.4402 | 16.4867 | 12.5 | 900 | 0 | 112 | 0 | 112 | 1 | 377.8053 | 0 | 16.8786 | FALSE
1441 | 886307 | 2022-01-18 00:15 | 1642461300 | 1 | 5.8001 | 2.0649 | 0 | 4.4235 | 16.4867 | 12.5 | 900 | 0 | 116 | 0 | 116 | 1 | 377.8053 | 0 | 16.8542 | FALSE
1442 | 886307 | 2022-01-18 00:30 | 1642462200 | 1 | 5.8267 | 2.1298 | 0 | 4.4068 | 16.45 | 12.5 | 900 | 0 | 112 | 0 | 112 | 1 | 377.8053 | 0 | 16.8297 | FALSE
1443 | 886307 | 2022-01-18 00:45 | 1642463100 | 1 | 5.8532 | 2.1947 | 0 | 4.3901 | 16.4267 | 12.5 | 900 | 0 | 108 | 0 | 108 | 1 | 377.8053 | 0 | 16.805 | FALSE
1444 | 886307 | 2022-01-18 01:00 | 1642464000 | 1 | 5.8798 | 2.2597 | 0 | 4.3733 | 16.4 | 12.5 | 900 | 0 | 48 | 0 | 48 | 1 | 377.8053 | 0 | 16.7781 | FALSE
1445 | 886307 | 2022-01-18 01:15 | 1642464900 | 1 | 5.7692 | 2.3032 | 0 | 4.2337 | 16.2467 | 12.5 | 900 | 0 | 36 | 0 | 36 | 1 | 377.8053 | 0 | 16.7504 | FALSE
1446 | 886307 | 2022-01-18 01:30 | 1642465800 | 1 | 5.6586 | 2.3468 | 0 | 4.0941 | 16.1667 | 12.5 | 900 | 0 | 28 | 0 | 28 | 1 | 377.8053 | 0 | 16.7221 | FALSE
1447 | 886307 | 2022-01-18 01:45 | 1642466700 | 1 | 5.548 | 2.3904 | 0 | 3.9544 | 16.075 | 12.5 | 900 | 0 | 76 | 0 | 76 | 1 | 377.8053 | 0 | 16.6952 | FALSE
1448 | 886307 | 2022-01-18 02:00 | 1642467600 | 1 | 5.4375 | 2.434 | 0 | 3.8148 | 16.0267 | 12.5 | 900 | 0 | 108 | 0 | 108 | 1 | 377.8053 | 0 | 16.6692 | FALSE
1449 | 886307 | 2022-01-18 02:15 | 1642468500 | 1 | 5.2728 | 2.3904 | 0 | 3.6792 | 15.9567 | 12.5 | 900 | 0 | 28 | 0 | 28 | 1 | 377.8053 | 0 | 16.6398 | FALSE
1450 | 886307 | 2022-01-18 02:30 | 1642469400 | 1 | 5.1082 | 2.3468 | 0 | 3.5436 | 15.8933 | 12.5 | 900 | 0 | 32 | 0 | 32 | 1 | 377.8053 | 0 | 16.6103 | FALSE
1451 | 886307 | 2022-01-18 02:45 | 1642470300 | 1 | 4.9435 | 2.3032 | 0 | 3.408 | 15.8317 | 12.5 | 900 | 0 | 28 | 0 | 28 | 1 | 377.8053 | 0 | 16.5802 | FALSE
1452 | 886307 | 2022-01-18 03:00 | 1642471200 | 1 | 4.7788 | 2.2597 | 0 | 3.2724 | 15.76 | 12.5 | 900 | 0 | 32 | 0 | 32 | 1 | 377.8053 | 0 | 16.55 | FALSE
1453 | 886307 | 2022-01-18 03:15 | 1642472100 | 1 | 4.7109 | 2.1085 | 0 | 3.3053 | 15.7167 | 12.5 | 900 | 0 | 28 | 0 | 28 | 1 | 377.8053 | 0 | 16.5198 | FALSE
1454 | 886307 | 2022-01-18 03:30 | 1642473000 | 1 | 4.643 | 1.9573 | 0 | 3.3381 | 15.6767 | 12.5 | 900 | 0 | 32 | 0 | 32 | 1 | 377.8053 | 0 | 16.49 | FALSE
1455 | 886307 | 2022-01-18 03:45 | 1642473900 | 1 | 4.5751 | 1.8062 | 0 | 3.371 | 15.6467 | 12.5 | 900 | 0 | 32 | 0 | 32 | 1 | 377.8053 | 0 | 16.4603 | FALSE
1456 | 886307 | 2022-01-18 04:00 | 1642474800 | 1 | 4.5072 | 1.655 | 0 | 3.4039 | 15.5867 | 12.5 | 900 | 0 | 28 | 0 | 28 | 1 | 377.8053 | 0 | 16.4307 | FALSE
1457 | 886307 | 2022-01-18 04:15 | 1642475700 | 1 | 4.5208 | 1.6763 | 0 | 3.4032 | 15.5333 | 12.5 | 900 | 0 | 32 | 0 | 32 | 1 | 377.8053 | 0 | 16.4014 | FALSE
1458 | 886307 | 2022-01-18 04:30 | 1642476600 | 1 | 4.5344 | 1.6977 | 0 | 3.4026 | 15.49 | 12.5 | 900 | 0 | 84 | 0 | 84 | 1 | 377.8053 | 0 | 16.3741 | FALSE
1459 | 886307 | 2022-01-18 04:45 | 1642477500 | 1 | 4.5479 | 1.719 | 0 | 3.4019 | 15.4367 | 12.5 | 900 | 0 | 100 | 0 | 100 | 1 | 377.8053 | 0 | 16.3475 | FALSE
1460 | 886307 | 2022-01-18 05:00 | 1642478400 | 1 | 4.5615 | 1.7403 | 0 | 3.4013 | 15.4056 | 12.5 | 900 | 0 | 32 | 0 | 32 | 1 | 377.8053 | 0 | 16.3184 | FALSE
1461 | 886307 | 2022-01-18 05:15 | 1642479300 | 1 | 4.5157 | 1.5766 | 0 | 3.4646 | 15.3461 | 12.5 | 900 | 0 | 28 | 0 | 28 | 1 | 377.8053 | 0 | 16.2894 | FALSE
1462 | 886307 | 2022-01-18 05:30 | 1642480200 | 1 | 4.4699 | 1.4128 | 0 | 3.528 | 15.2933 | 12.5 | 900 | 0 | 32 | 0 | 32 | 1 | 377.8053 | 0 | 16.2609 | FALSE
1463 | 886307 | 2022-01-18 05:45 | 1642481100 | 1 | 4.424 | 1.2491 | 0 | 3.5913 | 15.26 | 12.5 | 900 | 0 | 28 | 0 | 28 | 1 | 377.8053 | 0 | 16.2325 | FALSE
1464 | 886307 | 2022-01-18 06:00 | 1642482000 | 1 | 4.3782 | 1.0853 | 0 | 3.6547 | 15.2467 | 12.5 | 900 | 0 | 32 | 0 | 32 | 1 | 377.8053 | 0 | 16.2046 | FALSE
1465 | 886307 | 2022-01-18 06:15 | 1642482900 | 1 | 4.3463 | 1.1502 | 0 | 3.5794 | 15.2083 | 12.5 | 900 | 0 | 32 | 0 | 32 | 1 | 377.8053 | 0 | 16.1765 | FALSE
1466 | 886307 | 2022-01-18 06:30 | 1642483800 | 1 | 4.3143 | 1.2152 | 0 | 3.5042 | 15.1617 | 12.5 | 900 | 0 | 30 | 0 | 30 | 1 | 377.8053 | 0 | 16.1482 | FALSE
1467 | 886307 | 2022-01-18 06:45 | 1642484700 | 1 | 4.2823 | 1.2801 | 0 | 3.4289 | 15.13 | 12.5 | 900 | 0 | 30 | 0 | 30 | 1 | 377.8053 | 0 | 16.1197 | FALSE
1468 | 886307 | 2022-01-18 07:00 | 1642485600 | 1 | 4.2503 | 1.345 | 0 | 3.3537 | 15.0933 | 12.5 | 900 | 0 | 28 | 0 | 28 | 1 | 377.8053 | 0 | 16.091 | FALSE
1469 | 886307 | 2022-01-18 07:15 | 1642486500 | 1 | 4.2621 | 1.345 | 0.69444 | 3.3654 | 15.0233 | 12.5 | 900 | 0 | 32 | 0 | 32 | 1 | 377.8053 | 0 | 16.0628 | FALSE
1470 | 886307 | 2022-01-18 07:30 | 1642487400 | 1 | 4.2738 | 1.345 | 1.3889 | 3.3771 | 15.0033 | 12.5 | 900 | 0 | 112 | 0 | 112 | 1 | 377.8053 | 0 | 16.038 | FALSE
1471 | 886307 | 2022-01-18 07:45 | 1642488300 | 1 | 4.2855 | 1.345 | 2.0833 | 3.3889 | 14.9622 | 12.5 | 900 | 0 | 72 | 0 | 72 | 1 | 377.8053 | 0 | 16.0121 | FALSE
1472 | 886307 | 2022-01-18 08:00 | 1642489200 | 1 | 4.2972 | 1.345 | 2.7778 | 3.4006 | 14.9311 | 12.5 | 900 | 3262.9944 | 32 | 0 | 32 | 1 | 377.8053 | 2885.1891 | 16.0913 | FALSE
1473 | 886307 | 2022-01-18 08:15 | 1642490100 | 1 | 4.3438 | 1.345 | 7.1248 | 3.4471 | 14.8833 | 12.5 | 900 | 3262.9944 | 28 | 0 | 28 | 1 | 377.8053 | 2885.1891 | 16.1717 | FALSE
1474 | 886307 | 2022-01-18 08:30 | 1642491000 | 1 | 4.3903 | 1.345 | 11.4717 | 3.4936 | 14.84 | 13.6667 | 900 | 3262.9944 | 616 | 0 | 616 | 1 | 377.8053 | 2885.1891 | 16.2758 | FALSE
1475 | 886307 | 2022-01-18 08:45 | 1642491900 | 1 | 4.4368 | 1.345 | 15.8187 | 3.5401 | 15 | 16 | 900 | 3262.9944 | 40 | 0 | 40 | 1 | 377.8053 | 2885.1891 | 16.3593 | FALSE
1476 | 886307 | 2022-01-18 09:00 | 1642492800 | 1 | 4.4833 | 1.345 | 20.1657 | 3.5866 | 15.7233 | 16 | 900 | 1299.3361 | 32 | 0 | 32 | 1 | 377.8053 | 921.5308 | 16.3714 | FALSE
1477 | 886307 | 2022-01-18 09:15 | 1642493700 | 1 | 4.5299 | 1.3663 | 28.5826 | 3.619 | 16.0933 | 16 | 900 | 1299.3361 | 36 | 0 | 36 | 1 | 377.8053 | 921.5308 | 16.3864 | FALSE
1478 | 886307 | 2022-01-18 09:30 | 1642494600 | 1 | 4.5765 | 1.3876 | 36.9994 | 3.6514 | 16.2533 | 16 | 900 | 1299.3361 | 44 | 0 | 44 | 1 | 377.8053 | 921.5308 | 16.4046 | FALSE
1479 | 886307 | 2022-01-18 09:45 | 1642495500 | 1 | 4.6231 | 1.409 | 45.4163 | 3.6838 | 16.2033 | 16 | 900 | 1299.3361 | 36 | 0 | 36 | 1 | 377.8053 | 921.5308 | 16.4253 | FALSE
1480 | 886307 | 2022-01-18 10:00 | 1642496400 | 1 | 4.6697 | 1.4303 | 53.8332 | 3.7162 | 16.325 | 16 | 900 | 556.8583 | 116 | 0 | 116 | 1 | 377.8053 | 179.053 | 16.4244 | FALSE
1481 | 886307 | 2022-01-18 10:15 | 1642497300 | 1 | 4.6797 | 1.4952 | 58.5139 | 3.6829 | 16.31 | 16 | 900 | 556.8583 | 72 | 0 | 72 | 1 | 377.8053 | 179.053 | 16.4234 | FALSE
1482 | 886307 | 2022-01-18 10:30 | 1642498200 | 1 | 4.6897 | 1.5601 | 63.1947 | 3.6496 | 16.16 | 16 | 900 | 556.8583 | 32 | 0 | 32 | 1 | 377.8053 | 179.053 | 16.4222 | FALSE
1483 | 886307 | 2022-01-18 10:45 | 1642499100 | 1 | 4.6997 | 1.6251 | 67.8755 | 3.6163 | 16.0767 | 16 | 900 | 556.8583 | 40 | 0 | 40 | 1 | 377.8053 | 179.053 | 16.4228 | FALSE
1484 | 886307 | 2022-01-18 11:00 | 1642500000 | 1 | 4.7096 | 1.69 | 72.5563 | 3.583 | 16.16 | 16 | 900 | 78.1556 | 316 | 0 | 316 | 1 | 377.8053 | 0 | 16.4287 | FALSE
1485 | 886307 | 2022-01-18 11:15 | 1642500900 | 1 | 4.7829 | 1.7549 | 75.4526 | 3.613 | 16.2667 | 16 | 900 | 78.1556 | 32 | 0 | 32 | 1 | 377.8053 | 0 | 16.4249 | FALSE
1486 | 886307 | 2022-01-18 11:30 | 1642501800 | 1 | 4.8561 | 1.8198 | 78.3489 | 3.6429 | 16.2333 | 16 | 900 | 78.1556 | 28 | 0 | 28 | 1 | 377.8053 | 0 | 16.4219 | FALSE
1487 | 886307 | 2022-01-18 11:45 | 1642502700 | 1 | 4.9294 | 1.8847 | 81.2452 | 3.6729 | 16.0833 | 16 | 900 | 78.1556 | 32 | 0 | 32 | 1 | 377.8053 | 0 | 16.4202 | FALSE
1488 | 886307 | 2022-01-18 12:00 | 1642503600 | 1 | 5.0026 | 1.9496 | 84.1415 | 3.7029 | 15.9933 | 16.3333 | 900 | 3819.8528 | 252 | 0 | 252 | 1 | 377.8053 | 3442.0474 | 16.5548 | FALSE
1489 | 886307 | 2022-01-18 12:15 | 1642504500 | 1 | 4.9547 | 2.1347 | 83.6892 | 3.5315 | 15.94 | 17 | 900 | 3819.8528 | 104 | 0 | 104 | 1 | 377.8053 | 3442.0474 | 16.6827 | FALSE
1490 | 886307 | 2022-01-18 12:30 | 1642505400 | 1 | 4.9067 | 2.3198 | 83.2368 | 3.3602 | 16.5333 | 17 | 900 | 3819.8528 | 112 | 0 | 112 | 1 | 377.8053 | 3442.0474 | 16.8098 | FALSE
1491 | 886307 | 2022-01-18 12:45 | 1642506300 | 1 | 4.8588 | 2.5049 | 82.7845 | 3.1888 | 17.1683 | 17 | 900 | 3819.8528 | 68 | 0 | 68 | 1 | 377.8053 | 3442.0474 | 16.9342 | FALSE
1492 | 886307 | 2022-01-18 13:00 | 1642507200 | 1 | 4.8108 | 2.69 | 82.3322 | 3.0175 | 17.62 | 17 | 900 | 156.3111 | 92 | 0 | 92 | 1 | 377.8053 | 0 | 16.9314 | FALSE
1493 | 886307 | 2022-01-18 13:15 | 1642508100 | 1 | 4.8073 | 2.69 | 76.4778 | 3.014 | 17.5683 | 17 | 900 | 156.3111 | 52 | 0 | 52 | 1 | 377.8053 | 0 | 16.9253 | FALSE
1494 | 886307 | 2022-01-18 13:30 | 1642509000 | 1 | 4.8038 | 2.69 | 70.6234 | 3.0105 | 17.35 | 17 | 900 | 156.3111 | 32 | 0 | 32 | 1 | 377.8053 | 0 | 16.9164 | FALSE
1495 | 886307 | 2022-01-18 13:45 | 1642509900 | 1 | 4.8004 | 2.69 | 64.769 | 3.007 | 17.1767 | 17 | 900 | 156.3111 | 36 | 0 | 36 | 1 | 377.8053 | 0 | 16.9058 | FALSE
1496 | 886307 | 2022-01-18 14:00 | 1642510800 | 1 | 4.7969 | 2.69 | 58.9147 | 3.0036 | 17.0617 | 17 | 900 | 556.8583 | 32 | 0 | 32 | 1 | 377.8053 | 179.053 | 16.8997 | FALSE
1497 | 886307 | 2022-01-18 14:15 | 1642511700 | 1 | 4.7056 | 2.7888 | 52.0645 | 2.8464 | 17.0767 | 17 | 900 | 556.8583 | 32 | 0 | 32 | 1 | 377.8053 | 179.053 | 16.8909 | FALSE
1498 | 886307 | 2022-01-18 14:30 | 1642512600 | 1 | 4.6143 | 2.8876 | 45.2143 | 2.6892 | 17.1733 | 17 | 900 | 556.8583 | 32 | 0 | 32 | 1 | 377.8053 | 179.053 | 16.8794 | FALSE
1499 | 886307 | 2022-01-18 14:45 | 1642513500 | 1 | 4.5231 | 2.9865 | 38.364 | 2.5321 | 17.1667 | 17 | 900 | 556.8583 | 100 | 0 | 100 | 1 | 377.8053 | 179.053 | 16.8678 | FALSE
1500 | 886307 | 2022-01-18 15:00 | 1642514400 | 1 | 4.4318 | 3.0853 | 31.5138 | 2.3749 | 17.0633 | 17 | 900 | 371.2389 | 84 | 0 | 84 | 1 | 377.8053 | 0 | 16.8462 | FALSE
1501 | 886307 | 2022-01-18 15:15 | 1642515300 | 1 | 4.4578 | 2.9002 | 25.5384 | 2.5243 | 16.93 | 17 | 900 | 371.2389 | 260 | 0 | 260 | 1 | 377.8053 | 0 | 16.8299 | FALSE
1502 | 886307 | 2022-01-18 15:30 | 1642516200 | 1 | 4.4837 | 2.7152 | 19.563 | 2.6736 | 16.8783 | 17 | 900 | 371.2389 | 32 | 0 | 32 | 1 | 377.8053 | 0 | 16.8035 | FALSE
1503 | 886307 | 2022-01-18 15:45 | 1642517100 | 1 | 4.5097 | 2.5301 | 13.5875 | 2.823 | 16.8433 | 17 | 900 | 371.2389 | 208 | 0 | 208 | 1 | 377.8053 | 0 | 16.7823 | FALSE
1504 | 886307 | 2022-01-18 16:00 | 1642518000 | 1 | 4.5357 | 2.345 | 7.6121 | 2.9724 | 16.785 | 17 | 900 | 928.0972 | 40 | 0 | 40 | 1 | 377.8053 | 550.2919 | 16.7736 | FALSE
1505 | 886307 | 2022-01-18 16:15 | 1642518900 | 1 | 4.4353 | 2.2801 | 5.7091 | 2.9152 | 17.03 | 17 | 900 | 928.0972 | 40 | 0 | 40 | 1 | 377.8053 | 550.2919 | 16.7642 | FALSE
1506 | 886307 | 2022-01-18 16:30 | 1642519800 | 1 | 4.3349 | 2.2152 | 3.806 | 2.8581 | 17.1367 | 17 | 900 | 928.0972 | 72 | 0 | 72 | 1 | 377.8053 | 550.2919 | 16.7551 | FALSE
1507 | 886307 | 2022-01-18 16:45 | 1642520700 | 1 | 4.2345 | 2.1502 | 1.903 | 2.801 | 17.0817 | 17 | 900 | 928.0972 | 124 | 0 | 124 | 1 | 377.8053 | 550.2919 | 16.7473 | FALSE
1508 | 886307 | 2022-01-18 17:00 | 1642521600 | 1 | 4.1341 | 2.0853 | 0 | 2.7439 | 16.9 | 17 | 900 | 1572.8806 | 1508 | 0 | 1508 | 1 | 377.8053 | 1195.0752 | 16.8151 | FALSE
1509 | 886307 | 2022-01-18 17:15 | 1642522500 | 1 | 4.1299 | 1.9216 | 0 | 2.8488 | 16.7933 | 17 | 900 | 1572.8806 | 1248 | 0 | 1248 | 1 | 377.8053 | 1195.0752 | 16.8731 | FALSE
1510 | 886307 | 2022-01-18 17:30 | 1642523400 | 1 | 4.1256 | 1.7578 | 0 | 2.9537 | 17.175 | 17 | 900 | 1572.8806 | 1388 | 0 | 1388 | 1 | 377.8053 | 1195.0752 | 16.9366 | FALSE
1511 | 886307 | 2022-01-18 17:45 | 1642524300 | 1 | 4.1213 | 1.5941 | 0 | 3.0586 | 17.75 | 12 | 900 | 1572.8806 | 204 | 0 | 204 | 1 | 377.8053 | 1195.0752 | 16.9552 | FALSE
1512 | 886307 | 2022-01-18 18:00 | 1642525200 | 1 | 4.1171 | 1.4303 | 0 | 3.1635 | 17.2111 | 17 | 900 | 1143.025 | 48 | 0 | 48 | 1 | 377.8053 | 765.2197 | 16.9523 | FALSE
1513 | 886307 | 2022-01-18 18:15 | 1642526100 | 1 | 4.1934 | 1.5941 | 0 | 3.1307 | 17.1622 | 17 | 900 | 1143.025 | 60 | 0 | 60 | 1 | 377.8053 | 765.2197 | 16.9498 | FALSE
1514 | 886307 | 2022-01-18 18:30 | 1642527000 | 1 | 4.2698 | 1.7578 | 0 | 3.0979 | 17.25 | 17.5 | 900 | 1143.025 | 64 | 0 | 64 | 1 | 377.8053 | 765.2197 | 16.9473 | FALSE
1515 | 886307 | 2022-01-18 18:45 | 1642527900 | 1 | 4.3461 | 1.9216 | 0 | 3.0651 | 17.7367 | 17.5 | 900 | 1143.025 | 68 | 0 | 68 | 1 | 377.8053 | 765.2197 | 16.9449 | FALSE
1516 | 886307 | 2022-01-18 19:00 | 1642528800 | 1 | 4.4225 | 2.0853 | 0 | 3.0323 | 17.8667 | 17.5 | 900 | 1270.0278 | 64 | 0 | 64 | 1 | 377.8053 | 892.2224 | 16.9469 | FALSE
1517 | 886307 | 2022-01-18 19:15 | 1642529700 | 1 | 4.4574 | 2.1716 | 0 | 3.0096 | 17.7767 | 17.5 | 900 | 1270.0278 | 60 | 0 | 60 | 1 | 377.8053 | 892.2224 | 16.9486 | FALSE
1518 | 886307 | 2022-01-18 19:30 | 1642530600 | 1 | 4.4922 | 2.2578 | 0 | 2.987 | 17.64 | 17.5 | 900 | 1270.0278 | 136 | 0 | 136 | 1 | 377.8053 | 892.2224 | 16.9532 | FALSE
1519 | 886307 | 2022-01-18 19:45 | 1642531500 | 1 | 4.5271 | 2.3441 | 0 | 2.9644 | 17.5833 | 17.8333 | 900 | 1270.0278 | 172 | 0 | 172 | 1 | 377.8053 | 892.2224 | 16.9591 | FALSE
1520 | 886307 | 2022-01-18 20:00 | 1642532400 | 1 | 4.562 | 2.4303 | 0 | 2.9418 | 17.96 | 18 | 900 | 381.0083 | 116 | 0 | 116 | 1 | 377.8053 | 3.203 | 16.93 | FALSE
1521 | 886307 | 2022-01-18 20:15 | 1642533300 | 1 | 4.5796 | 2.6376 | 0 | 2.8212 | 18.45 | 18 | 900 | 381.0083 | 340 | 0 | 340 | 1 | 377.8053 | 3.203 | 16.9091 | FALSE
1522 | 886307 | 2022-01-18 20:30 | 1642534200 | 1 | 4.5973 | 2.845 | 0 | 2.7006 | 18.2367 | 18 | 900 | 381.0083 | 92 | 0 | 92 | 1 | 377.8053 | 3.203 | 16.8785 | FALSE
1523 | 886307 | 2022-01-18 20:45 | 1642535100 | 1 | 4.6149 | 3.0523 | 0 | 2.58 | 18.0333 | 18 | 900 | 381.0083 | 100 | 0 | 100 | 1 | 377.8053 | 3.203 | 16.8479 | FALSE
1524 | 886307 | 2022-01-18 21:00 | 1642536000 | 1 | 4.6325 | 3.2597 | 0 | 2.4594 | 17.88 | 18 | 900 | 879.25 | 96 | 0 | 96 | 1 | 377.8053 | 501.4447 | 16.8352 | FALSE
1525 | 886307 | 2022-01-18 21:15 | 1642536900 | 1 | 4.6205 | 2.9108 | 0 | 2.68 | 18.09 | 18 | 900 | 879.25 | 272 | 0 | 272 | 1 | 377.8053 | 501.4447 | 16.83 | FALSE
1526 | 886307 | 2022-01-18 21:30 | 1642537800 | 1 | 4.6085 | 2.562 | 0 | 2.9005 | 18.15 | 18 | 900 | 879.25 | 88 | 0 | 88 | 1 | 377.8053 | 501.4447 | 16.8184 | FALSE
1527 | 886307 | 2022-01-18 21:45 | 1642538700 | 1 | 4.5965 | 2.2131 | 0 | 3.1211 | 18.0067 | 14 | 900 | 879.25 | 92 | 0 | 92 | 1 | 377.8053 | 501.4447 | 16.8077 | FALSE
1528 | 886307 | 2022-01-18 22:00 | 1642539600 | 1 | 4.5845 | 1.8643 | 0 | 3.3416 | 17.83 | 12 | 900 | 0 | 140 | 0 | 140 | 1 | 377.8053 | 0 | 16.7811 | FALSE
1529 | 886307 | 2022-01-18 22:15 | 1642540500 | 1 | 4.3056 | 1.7994 | 0 | 3.106 | 17.63 | 12 | 900 | 0 | 276 | 0 | 276 | 1 | 377.8053 | 0 | 16.759 | FALSE
1530 | 886307 | 2022-01-18 22:30 | 1642541400 | 1 | 4.0267 | 1.7345 | 0 | 2.8704 | 17.4 | 12 | 900 | 0 | 48 | 0 | 48 | 1 | 377.8053 | 0 | 16.7276 | FALSE
1531 | 886307 | 2022-01-18 22:45 | 1642542300 | 1 | 3.7478 | 1.6696 | 0 | 2.6348 | 17.1867 | 12 | 900 | 0 | 36 | 0 | 36 | 1 | 377.8053 | 0 | 16.6951 | FALSE
1532 | 886307 | 2022-01-18 23:00 | 1642543200 | 1 | 3.4689 | 1.6046 | 0 | 2.3992 | 17.015 | 12 | 900 | 0 | 32 | 0 | 32 | 1 | 377.8053 | 0 | 16.6618 | FALSE
1533 | 886307 | 2022-01-18 23:15 | 1642544100 | 1 | 3.0849 | 1.376 | 0 | 2.1676 | 16.865 | 12 | 900 | 0 | 36 | 0 | 36 | 1 | 377.8053 | 0 | 16.628 | FALSE
1534 | 886307 | 2022-01-18 23:30 | 1642545000 | 1 | 2.7009 | 1.1473 | 0 | 1.9361 | 16.7467 | 12 | 900 | 0 | 36 | 0 | 36 | 1 | 377.8053 | 0 | 16.5937 | FALSE
1535 | 886307 | 2022-01-18 23:45 | 1642545900 | 1 | 2.3169 | 0.91863 | 0 | 1.7045 | 16.6617 | 12 | 900 | 0 | 32 | 0 | 32 | 1 | 377.8053 | 0 | 16.5585 | FALSE
1536 | 886307 | 2022-01-19 | 1642546800 | 1 | 1.9329 | 0.68997 | 0 | 1.4729 | 16.55 | 12 | 900 | 0 | 36 | 0 | 36 | 1 | 377.8053 | 0 | 16.5229 | FALSE
1537 | 886307 | 2022-01-19 00:15 | 1642547700 | 1 | 2.0012 | 0.83239 | 0 | 1.4463 | 16.42 | 12 | 900 | 0 | 32 | 0 | 32 | 1 | 377.8053 | 0 | 16.4872 | FALSE
1538 | 886307 | 2022-01-19 00:30 | 1642548600 | 1 | 2.0696 | 0.97481 | 0 | 1.4197 | 16.32 | 12 | 900 | 0 | 36 | 0 | 36 | 1 | 377.8053 | 0 | 16.4516 | FALSE
1539 | 886307 | 2022-01-19 00:45 | 1642549500 | 1 | 2.1379 | 1.1172 | 0 | 1.393 | 16.2 | 12 | 900 | 0 | 32 | 0 | 32 | 1 | 377.8053 | 0 | 16.4159 | FALSE
1540 | 886307 | 2022-01-19 01:00 | 1642550400 | 1 | 2.2062 | 1.2597 | 0 | 1.3664 | 16.1033 | 12 | 900 | 0 | 84 | 0 | 84 | 1 | 377.8053 | 0 | 16.3823 | FALSE
1541 | 886307 | 2022-01-19 01:15 | 1642551300 | 1 | 2.149 | 1.3459 | 0 | 1.2517 | 16.04 | 12 | 900 | 0 | 120 | 0 | 120 | 1 | 377.8053 | 0 | 16.3497 | FALSE
1542 | 886307 | 2022-01-19 01:30 | 1642552200 | 1 | 2.0918 | 1.4321 | 0 | 1.1371 | 15.98 | 12 | 900 | 0 | 32 | 0 | 32 | 1 | 377.8053 | 0 | 16.3136 | FALSE
1543 | 886307 | 2022-01-19 01:45 | 1642553100 | 1 | 2.0346 | 1.5184 | 0 | 1.0224 | 15.8833 | 12 | 900 | 0 | 32 | 0 | 32 | 1 | 377.8053 | 0 | 16.2772 | FALSE
1544 | 886307 | 2022-01-19 02:00 | 1642554000 | 1 | 1.9775 | 1.6046 | 0 | 0.9077 | 15.79 | 12 | 900 | 0 | 32 | 0 | 32 | 1 | 377.8053 | 0 | 16.2405 | FALSE
1545 | 886307 | 2022-01-19 02:15 | 1642554900 | 1 | 1.8417 | 1.5833 | 0 | 0.78616 | 15.7017 | 12 | 900 | 0 | 32 | 0 | 32 | 1 | 377.8053 | 0 | 16.2036 | FALSE
1546 | 886307 | 2022-01-19 02:30 | 1642555800 | 1 | 1.7059 | 1.562 | 0 | 0.66462 | 15.67 | 12 | 900 | 0 | 32 | 0 | 32 | 1 | 377.8053 | 0 | 16.1664 | FALSE
1547 | 886307 | 2022-01-19 02:45 | 1642556700 | 1 | 1.5702 | 1.5406 | 0 | 0.54309 | 15.5933 | 12 | 900 | 0 | 28 | 0 | 28 | 1 | 377.8053 | 0 | 16.1289 | FALSE
1548 | 886307 | 2022-01-19 03:00 | 1642557600 | 1 | 1.4344 | 1.5193 | 0 | 0.42155 | 15.48 | 12 | 900 | 0 | 32 | 0 | 32 | 1 | 377.8053 | 0 | 16.0912 | FALSE
1549 | 886307 | 2022-01-19 03:15 | 1642558500 | 1 | 1.1749 | 1.4544 | 0 | 0.20534 | 15.45 | 12 | 900 | 0 | 32 | 0 | 32 | 1 | 377.8053 | 0 | 16.0529 | FALSE
1550 | 886307 | 2022-01-19 03:30 | 1642559400 | 1 | 0.91545 | 1.3895 | 0 | -0.010874 | 15.32 | 12 | 900 | 0 | 28 | 0 | 28 | 1 | 377.8053 | 0 | 16.014 | FALSE
1551 | 886307 | 2022-01-19 03:45 | 1642560300 | 1 | 0.65596 | 1.3246 | 0 | -0.22709 | 15.1467 | 12 | 900 | 0 | 32 | 0 | 32 | 1 | 377.8053 | 0 | 15.9746 | FALSE
1552 | 886307 | 2022-01-19 04:00 | 1642561200 | 1 | 0.39647 | 1.2597 | 0 | -0.4433 | 15.06 | 12 | 900 | 0 | 32 | 0 | 32 | 1 | 377.8053 | 0 | 15.9347 | FALSE
1553 | 886307 | 2022-01-19 04:15 | 1642562100 | 1 | 0.31886 | 1.2597 | 0 | -0.52091 | 14.9933 | 12 | 900 | 0 | 28 | 0 | 28 | 1 | 377.8053 | 0 | 15.8945 | FALSE
1554 | 886307 | 2022-01-19 04:30 | 1642563000 | 1 | 0.24125 | 1.2597 | 0 | -0.59852 | 14.9333 | 12 | 900 | 0 | 68 | 0 | 68 | 1 | 377.8053 | 0 | 15.8557 | FALSE
1555 | 886307 | 2022-01-19 04:45 | 1642563900 | 1 | 0.16364 | 1.2597 | 0 | -0.67613 | 14.8567 | 12 | 900 | 0 | 112 | 0 | 112 | 1 | 377.8053 | 0 | 15.8185 | FALSE
1556 | 886307 | 2022-01-19 05:00 | 1642564800 | 1 | 0.08603 | 1.2597 | 0 | -0.75374 | 14.77 | 12 | 900 | 0 | 48 | 0 | 48 | 1 | 377.8053 | 0 | 15.7787 | FALSE
1557 | 886307 | 2022-01-19 05:15 | 1642565700 | 1 | 0.19553 | 1.2597 | 0 | -0.64424 | 14.7267 | 12 | 900 | 0 | 28 | 0 | 28 | 1 | 377.8053 | 0 | 15.7387 | FALSE
1558 | 886307 | 2022-01-19 05:30 | 1642566600 | 1 | 0.30503 | 1.2597 | 0 | -0.53474 | 14.6289 | 12 | 900 | 0 | 32 | 0 | 32 | 1 | 377.8053 | 0 | 15.6992 | FALSE
1559 | 886307 | 2022-01-19 05:45 | 1642567500 | 1 | 0.41452 | 1.2597 | 0 | -0.42524 | 14.6011 | 12 | 900 | 0 | 32 | 0 | 32 | 1 | 377.8053 | 0 | 15.6602 | FALSE
1560 | 886307 | 2022-01-19 06:00 | 1642568400 | 1 | 0.52402 | 1.2597 | 0 | -0.31575 | 14.52 | 12 | 900 | 0 | 28 | 0 | 28 | 1 | 377.8053 | 0 | 15.6215 | FALSE
1561 | 886307 | 2022-01-19 06:15 | 1642569300 | 1 | 0.87044 | 1.4447 | 0 | -0.092724 | 14.4667 | 12 | 900 | 0 | 32 | 0 | 32 | 1 | 377.8053 | 0 | 15.5838 | FALSE
1562 | 886307 | 2022-01-19 06:30 | 1642570200 | 1 | 1.2168 | 1.6298 | 0 | 0.1303 | 14.4067 | 12 | 900 | 0 | 28 | 0 | 28 | 1 | 377.8053 | 0 | 15.5468 | FALSE
1563 | 886307 | 2022-01-19 06:45 | 1642571100 | 1 | 1.5633 | 1.8149 | 0 | 0.35332 | 14.3467 | 12 | 900 | 0 | 32 | 0 | 32 | 1 | 377.8053 | 0 | 15.5107 | FALSE
1564 | 886307 | 2022-01-19 07:00 | 1642572000 | 1 | 1.9097 | 2 | 0 | 0.57634 | 14.2883 | 12 | 900 | 3976.1639 | 32 | 0 | 32 | 1 | 377.8053 | 3598.3585 | 15.6081 | FALSE
1565 | 886307 | 2022-01-19 07:15 | 1642572900 | 1 | 2.0151 | 2.0862 | 0.51413 | 0.62428 | 14.2367 | 12 | 900 | 3976.1639 | 352 | 0 | 352 | 1 | 377.8053 | 3598.3585 | 15.7176 | FALSE
1566 | 886307 | 2022-01-19 07:30 | 1642573800 | 1 | 2.1205 | 2.1725 | 1.0283 | 0.67222 | 14.2233 | 14.6667 | 900 | 3976.1639 | 332 | 0 | 332 | 1 | 377.8053 | 3598.3585 | 15.8264 | FALSE
1567 | 886307 | 2022-01-19 07:45 | 1642574700 | 1 | 2.226 | 2.2587 | 1.5424 | 0.72015 | 14.845 | 16 | 900 | 3976.1639 | 48 | 0 | 48 | 1 | 377.8053 | 3598.3585 | 15.9244 | FALSE
1568 | 886307 | 2022-01-19 08:00 | 1642575600 | 1 | 2.3314 | 2.345 | 2.0565 | 0.76809 | 15.875 | 16 | 900 | 1953.8889 | 124 | 0 | 124 | 1 | 377.8053 | 1576.0835 | 15.9507 | FALSE
1569 | 886307 | 2022-01-19 08:15 | 1642576500 | 1 | 2.4577 | 2.595 | 4.9554 | 0.72768 | 15.9967 | 16 | 900 | 1953.8889 | 100 | 0 | 100 | 1 | 377.8053 | 1576.0835 | 15.9769 | FALSE
1570 | 886307 | 2022-01-19 08:30 | 1642577400 | 1 | 2.5839 | 2.845 | 7.8542 | 0.68728 | 16.1267 | 16.3333 | 900 | 1953.8889 | 48 | 0 | 48 | 1 | 377.8053 | 1576.0835 | 16.0018 | FALSE
1571 | 886307 | 2022-01-19 08:45 | 1642578300 | 1 | 2.7102 | 3.095 | 10.753 | 0.64687 | 16.5433 | 17 | 900 | 1953.8889 | 44 | 0 | 44 | 1 | 377.8053 | 1576.0835 | 16.0273 | FALSE
1572 | 886307 | 2022-01-19 09:00 | 1642579200 | 1 | 2.8365 | 3.345 | 13.6519 | 0.60646 | 16.9033 | 17 | 900 | 1230.95 | 48 | 0 | 48 | 1 | 377.8053 | 853.1447 | 16.0271 | FALSE
1573 | 886307 | 2022-01-19 09:15 | 1642580100 | 1 | 2.9615 | 3.4312 | 15.948 | 0.67396 | 16.82 | 17 | 900 | 1230.95 | 36 | 0 | 36 | 1 | 377.8053 | 853.1447 | 16.0274 | FALSE
1574 | 886307 | 2022-01-19 09:30 | 1642581000 | 1 | 3.0865 | 3.5175 | 18.244 | 0.74147 | 17.125 | 17 | 900 | 1230.95 | 40 | 0 | 40 | 1 | 377.8053 | 853.1447 | 16.0287 | FALSE
1575 | 886307 | 2022-01-19 09:45 | 1642581900 | 1 | 3.2115 | 3.6037 | 20.5401 | 0.80897 | 17.0533 | 17 | 900 | 1230.95 | 56 | 0 | 56 | 1 | 377.8053 | 853.1447 | 16.0317 | FALSE
1576 | 886307 | 2022-01-19 10:00 | 1642582800 | 1 | 3.3365 | 3.69 | 22.8362 | 0.87647 | 16.8367 | 17 | 900 | 1680.3444 | 44 | 0 | 44 | 1 | 377.8053 | 1302.5391 | 16.0517 | FALSE
1577 | 886307 | 2022-01-19 10:15 | 1642583700 | 1 | 3.3713 | 3.94 | 24.7068 | 0.74469 | 17.1583 | 17 | 900 | 1680.3444 | 304 | 0 | 304 | 1 | 377.8053 | 1302.5391 | 16.0818 | FALSE
1578 | 886307 | 2022-01-19 10:30 | 1642584600 | 1 | 3.4062 | 4.19 | 26.5774 | 0.61291 | 17.1133 | 17 | 900 | 1680.3444 | 48 | 0 | 48 | 1 | 377.8053 | 1302.5391 | 16.1022 | FALSE
1579 | 886307 | 2022-01-19 10:45 | 1642585500 | 1 | 3.4411 | 4.44 | 28.448 | 0.48112 | 16.97 | 17 | 900 | 1680.3444 | 120 | 0 | 120 | 1 | 377.8053 | 1302.5391 | 16.1255 | FALSE
1580 | 886307 | 2022-01-19 11:00 | 1642586400 | 1 | 3.476 | 4.69 | 30.3185 | 0.34934 | 16.97 | 17 | 900 | 1572.8806 | 76 | 0 | 76 | 1 | 377.8053 | 1195.0752 | 16.1434 | FALSE
1581 | 886307 | 2022-01-19 11:15 | 1642587300 | 1 | 3.5596 | 4.69 | 33.3252 | 0.43297 | 17.31 | 17 | 900 | 1572.8806 | 48 | 0 | 48 | 1 | 377.8053 | 1195.0752 | 16.1613 | FALSE
1582 | 886307 | 2022-01-19 11:30 | 1642588200 | 1 | 3.6432 | 4.69 | 36.3318 | 0.51659 | 17.965 | 17 | 900 | 1572.8806 | 76 | 0 | 76 | 1 | 377.8053 | 1195.0752 | 16.1815 | FALSE
1583 | 886307 | 2022-01-19 11:45 | 1642589100 | 1 | 3.7269 | 4.69 | 39.3384 | 0.60022 | 18.3433 | 17 | 900 | 1572.8806 | 120 | 0 | 120 | 1 | 377.8053 | 1195.0752 | 16.2046 | FALSE
1584 | 886307 | 2022-01-19 12:00 | 1642590000 | 1 | 3.8105 | 4.69 | 42.3451 | 0.68384 | 19.1433 | 17 | 900 | 3858.9306 | 112 | 0 | 112 | 1 | 377.8053 | 3481.1252 | 16.3128 | FALSE
1585 | 886307 | 2022-01-19 12:15 | 1642590900 | 1 | 3.941 | 4.8537 | 45.4107 | 0.7052 | 19.1633 | 17.3333 | 900 | 3858.9306 | 280 | 0 | 280 | 1 | 377.8053 | 3481.1252 | 16.4282 | FALSE
1586 | 886307 | 2022-01-19 12:30 | 1642591800 | 1 | 4.0715 | 5.0175 | 48.4763 | 0.72655 | 18.8133 | 18 | 900 | 3858.9306 | 44 | 0 | 44 | 1 | 377.8053 | 3481.1252 | 16.5353 | FALSE
1587 | 886307 | 2022-01-19 12:45 | 1642592700 | 1 | 4.2021 | 5.1812 | 51.5419 | 0.74791 | 17.7933 | 17.9967 | 900 | 3858.9306 | 88 | 0 | 88 | 1 | 377.8053 | 3481.1252 | 16.6448 | FALSE
1588 | 886307 | 2022-01-19 13:00 | 1642593600 | 1 | 4.3326 | 5.345 | 54.6075 | 0.76927 | 17.69 | 17.97 | 900 | 1748.7306 | 112 | 0 | 112 | 1 | 377.8053 | 1370.9252 | 16.6782 | FALSE
1589 | 886307 | 2022-01-19 13:15 | 1642594500 | 1 | 4.4632 | 5.1812 | 51.819 | 1.0091 | 18.6933 | 17.95 | 900 | 1748.7306 | 92 | 0 | 92 | 1 | 377.8053 | 1370.9252 | 16.7105 | FALSE
1590 | 886307 | 2022-01-19 13:30 | 1642595400 | 1 | 4.5938 | 5.0175 | 49.0305 | 1.2488 | 20.2867 | 17.9467 | 900 | 1748.7306 | 52 | 0 | 52 | 1 | 377.8053 | 1370.9252 | 16.741 | FALSE
1591 | 886307 | 2022-01-19 13:45 | 1642596300 | 1 | 4.7244 | 4.8537 | 46.242 | 1.4886 | 20.3533 | 17.96 | 900 | 1748.7306 | 48 | 0 | 48 | 1 | 377.8053 | 1370.9252 | 16.7711 | FALSE
1592 | 886307 | 2022-01-19 14:00 | 1642597200 | 1 | 4.8551 | 4.69 | 43.4535 | 1.7284 | 20.3367 | 17.9833 | 900 | 1475.1861 | 84 | 0 | 84 | 1 | 377.8053 | 1097.3808 | 16.7923 | FALSE
1593 | 886307 | 2022-01-19 14:15 | 1642598100 | 1 | 4.843 | 4.7888 | 36.851 | 1.6505 | 19.9133 | 18 | 900 | 1475.1861 | 44 | 0 | 44 | 1 | 377.8053 | 1097.3808 | 16.8094 | FALSE
1594 | 886307 | 2022-01-19 14:30 | 1642599000 | 1 | 4.831 | 4.8876 | 30.2486 | 1.5726 | 20.0267 | 18 | 900 | 1475.1861 | 36 | 0 | 36 | 1 | 377.8053 | 1097.3808 | 16.8237 | FALSE
1595 | 886307 | 2022-01-19 14:45 | 1642599900 | 1 | 4.819 | 4.9865 | 23.6461 | 1.4947 | 20.24 | 18 | 900 | 1475.1861 | 32 | 0 | 32 | 1 | 377.8053 | 1097.3808 | 16.8355 | FALSE
1596 | 886307 | 2022-01-19 15:00 | 1642600800 | 1 | 4.807 | 5.0853 | 17.0436 | 1.4168 | 20.26 | 18 | 900 | 1191.8722 | 32 | 0 | 32 | 1 | 377.8053 | 814.0669 | 16.8343 | FALSE
1597 | 886307 | 2022-01-19 15:15 | 1642601700 | 1 | 4.8936 | 5.064 | 13.932 | 1.5176 | 19.8567 | 18 | 900 | 1191.8722 | 40 | 0 | 40 | 1 | 377.8053 | 814.0669 | 16.8327 | FALSE
1598 | 886307 | 2022-01-19 15:30 | 1642602600 | 1 | 4.9803 | 5.0427 | 10.8204 | 1.6185 | 20.01 | 18 | 900 | 1191.8722 | 120 | 0 | 120 | 1 | 377.8053 | 814.0669 | 16.8335 | FALSE
1599 | 886307 | 2022-01-19 15:45 | 1642603500 | 1 | 5.0669 | 5.0213 | 7.7089 | 1.7193 | 18.1367 | 18 | 900 | 1191.8722 | 64 | 0 | 64 | 1 | 377.8053 | 814.0669 | 16.8314 | FALSE
1600 | 886307 | 2022-01-19 16:00 | 1642604400 | 1 | 5.1535 | 5 | 4.5973 | 1.8202 | 19.9367 | 18 | 900 | 781.5556 | 36 | 0 | 36 | 1 | 377.8053 | 403.7502 | 16.8124 | FALSE
1601 | 886307 | 2022-01-19 16:15 | 1642605300 | 1 | 5.3034 | 5.0649 | 3.448 | 1.9268 | 19.0867 | 18 | 900 | 781.5556 | 36 | 0 | 36 | 1 | 377.8053 | 403.7502 | 16.7935 | FALSE
1602 | 886307 | 2022-01-19 16:30 | 1642606200 | 1 | 5.4533 | 5.1298 | 2.2986 | 2.0334 | 19.8767 | 16 | 900 | 781.5556 | 40 | 0 | 40 | 1 | 377.8053 | 403.7502 | 16.7747 | FALSE
1603 | 886307 | 2022-01-19 16:45 | 1642607100 | 1 | 5.6032 | 5.1947 | 1.1493 | 2.1401 | 19.06 | 16 | 900 | 781.5556 | 292 | 0 | 292 | 1 | 377.8053 | 403.7502 | 16.7655 | FALSE
1604 | 886307 | 2022-01-19 17:00 | 1642608000 | 1 | 5.7531 | 5.2597 | 0 | 2.2467 | 17.7333 | 16 | 900 | 2237.2028 | 56 | 0 | 56 | 1 | 377.8053 | 1859.3974 | 16.801 | FALSE
1605 | 886307 | 2022-01-19 17:15 | 1642608900 | 1 | 5.833 | 5.0746 | 0 | 2.4499 | 17.9767 | 16 | 900 | 2237.2028 | 88 | 0 | 88 | 1 | 377.8053 | 1859.3974 | 16.8382 | FALSE
1606 | 886307 | 2022-01-19 17:30 | 1642609800 | 1 | 5.9128 | 4.8895 | 0 | 2.6532 | 17.7633 | 16 | 900 | 2237.2028 | 492 | 0 | 492 | 1 | 377.8053 | 1859.3974 | 16.8913 | FALSE
1607 | 886307 | 2022-01-19 17:45 | 1642610700 | 1 | 5.9927 | 4.7044 | 0 | 2.8564 | 17.77 | 18 | 900 | 2237.2028 | 232 | 0 | 232 | 1 | 377.8053 | 1859.3974 | 16.935 | FALSE
1608 | 886307 | 2022-01-19 18:00 | 1642611600 | 1 | 6.0725 | 4.5193 | 0 | 3.0596 | 19.8333 | 18 | 900 | 2598.6722 | 128 | 0 | 128 | 1 | 377.8053 | 2220.8669 | 16.9885 | FALSE
1609 | 886307 | 2022-01-19 18:15 | 1642612500 | 1 | 6.0829 | 4.4544 | 0 | 3.1133 | 20.1233 | 18 | 900 | 2598.6722 | 80 | 0 | 80 | 1 | 377.8053 | 2220.8669 | 17.0402 | FALSE
1610 | 886307 | 2022-01-19 18:30 | 1642613400 | 1 | 6.0932 | 4.3895 | 0 | 3.1669 | 18.15 | 18 | 900 | 2598.6722 | 60 | 0 | 60 | 1 | 377.8053 | 2220.8669 | 17.0912 | FALSE
1611 | 886307 | 2022-01-19 18:45 | 1642614300 | 1 | 6.1036 | 4.3246 | 0 | 3.2205 | 18.3 | 18 | 900 | 2598.6722 | 56 | 0 | 56 | 1 | 377.8053 | 2220.8669 | 17.142 | FALSE
1612 | 886307 | 2022-01-19 19:00 | 1642615200 | 1 | 6.1139 | 4.2597 | 0 | 3.2742 | 18.76 | 18 | 900 | 586.1667 | 68 | 0 | 68 | 1 | 377.8053 | 208.3613 | 17.1191 | FALSE
1613 | 886307 | 2022-01-19 19:15 | 1642616100 | 1 | 5.9258 | 4.4883 | 0 | 2.9336 | 18.28 | 18 | 900 | 586.1667 | 64 | 0 | 64 | 1 | 377.8053 | 208.3613 | 17.0951 | FALSE
1614 | 886307 | 2022-01-19 19:30 | 1642617000 | 1 | 5.7376 | 4.717 | 0 | 2.5929 | 18.8167 | 18 | 900 | 586.1667 | 56 | 0 | 56 | 1 | 377.8053 | 208.3613 | 17.0697 | FALSE
1615 | 886307 | 2022-01-19 19:45 | 1642617900 | 1 | 5.5494 | 4.9457 | 0 | 2.2523 | 19.21 | 18 | 900 | 586.1667 | 360 | 0 | 360 | 1 | 377.8053 | 208.3613 | 17.0549 | FALSE
1616 | 886307 | 2022-01-19 20:00 | 1642618800 | 1 | 5.3613 | 5.1743 | 0 | 1.9117 | 19.7333 | 18 | 900 | 937.8667 | 176 | 0 | 176 | 1 | 377.8053 | 560.0613 | 17.0451 | FALSE
1617 | 886307 | 2022-01-19 20:15 | 1642619700 | 1 | 5.1378 | 4.8807 | 0 | 1.884 | 19.81 | 18 | 900 | 937.8667 | 184 | 0 | 184 | 1 | 377.8053 | 560.0613 | 17.0356 | FALSE
1618 | 886307 | 2022-01-19 20:30 | 1642620600 | 1 | 4.9144 | 4.5872 | 0 | 1.8563 | 19.1567 | 18 | 900 | 937.8667 | 124 | 0 | 124 | 1 | 377.8053 | 560.0613 | 17.0237 | FALSE
1619 | 886307 | 2022-01-19 20:45 | 1642621500 | 1 | 4.6909 | 4.2936 | 0 | 1.8285 | 18.4833 | 18 | 900 | 937.8667 | 296 | 0 | 296 | 1 | 377.8053 | 560.0613 | 17.0183 | FALSE
1620 | 886307 | 2022-01-19 21:00 | 1642622400 | 1 | 4.4675 | 4 | 0 | 1.8008 | 17.96 | 18 | 900 | 644.7833 | 132 | 0 | 132 | 1 | 377.8053 | 266.978 | 16.9957 | FALSE
1621 | 886307 | 2022-01-19 21:15 | 1642623300 | 1 | 4.2195 | 3.8149 | 0 | 1.6762 | 18.63 | 18 | 900 | 644.7833 | 148 | 0 | 148 | 1 | 377.8053 | 266.978 | 16.9735 | FALSE
1622 | 886307 | 2022-01-19 21:30 | 1642624200 | 1 | 3.9716 | 3.6298 | 0 | 1.5517 | 18.6233 | 18 | 900 | 644.7833 | 168 | 0 | 168 | 1 | 377.8053 | 266.978 | 16.9517 | FALSE
1623 | 886307 | 2022-01-19 21:45 | 1642625100 | 1 | 3.7236 | 3.4447 | 0 | 1.4271 | 17.9667 | 18 | 900 | 644.7833 | 160 | 0 | 160 | 1 | 377.8053 | 266.978 | 16.9293 | FALSE
1624 | 886307 | 2022-01-19 22:00 | 1642626000 | 1 | 3.4757 | 3.2597 | 0 | 1.3026 | 19.0533 | 18 | 900 | 341.9306 | 120 | 0 | 120 | 1 | 377.8053 | 0 | 16.8952 | FALSE
1625 | 886307 | 2022-01-19 22:15 | 1642626900 | 1 | 3.6364 | 3.3672 | 0 | 1.3916 | 19.6967 | 16 | 900 | 341.9306 | 174.5455 | 0 | 174.5455 | 1 | 377.8053 | 0 | 16.8636 | FALSE
1626 | 886307 | 2022-01-19 22:30 | 1642627800 | 1 | 3.7972 | 3.4748 | 0 | 1.4806 | 19.72 | 12 | 900 | 341.9306 | 174.5455 | 0 | 174.5455 | 1 | 377.8053 | 0 | 16.8323 | FALSE
1627 | 886307 | 2022-01-19 22:45 | 1642628700 | 1 | 3.9579 | 3.5824 | 0 | 1.5696 | 19.0267 | 12 | 900 | 341.9306 | 174.5455 | 0 | 174.5455 | 1 | 377.8053 | 0 | 16.8014 | FALSE
1628 | 886307 | 2022-01-19 23:00 | 1642629600 | 1 | 4.1187 | 3.69 | 0 | 1.6587 | 18.8833 | 12 | 900 | 0 | 124.3636 | 0 | 124.3636 | 1 | 377.8053 | 0 | 16.769 | FALSE
1629 | 886307 | 2022-01-19 23:15 | 1642630500 | 1 | 4.2561 | 3.69 | 0 | 1.7962 | 17.2833 | 12 | 900 | 0 | 32 | 0 | 32 | 1 | 377.8053 | 0 | 16.7336 | FALSE
1630 | 886307 | 2022-01-19 23:30 | 1642631400 | 1 | 4.3936 | 3.69 | 0 | 1.9337 | 17.11 | 12 | 900 | 0 | 28 | 0 | 28 | 1 | 377.8053 | 0 | 16.6985 | FALSE
1631 | 886307 | 2022-01-19 23:45 | 1642632300 | 1 | 4.5311 | 3.69 | 0 | 2.0712 | 16.92 | 12 | 900 | 0 | 32 | 0 | 32 | 1 | 377.8053 | 0 | 16.6642 | FALSE
1632 | 886307 | 2022-01-20 | 1642633200 | 1 | 4.6686 | 3.69 | 0 | 2.2087 | 18.5267 | 12 | 900 | 0 | 28 | 0 | 28 | 1 | 377.8053 | 0 | 16.6303 | FALSE
1633 | 886307 | 2022-01-20 00:15 | 1642634100 | 1 | 4.5101 | 3.69 | 0 | 2.0501 | 18.5633 | 12 | 900 | 0 | 32 | 0 | 32 | 1 | 377.8053 | 0 | 16.5961 | FALSE
1634 | 886307 | 2022-01-20 00:30 | 1642635000 | 1 | 4.3516 | 3.69 | 0 | 1.8916 | 18.6667 | 12 | 900 | 0 | 32 | 0 | 32 | 1 | 377.8053 | 0 | 16.5615 | FALSE
1635 | 886307 | 2022-01-20 00:45 | 1642635900 | 1 | 4.1931 | 3.69 | 0 | 1.7331 | 18.4533 | 12 | 900 | 0 | 28 | 0 | 28 | 1 | 377.8053 | 0 | 16.5264 | FALSE
1636 | 886307 | 2022-01-20 01:00 | 1642636800 | 1 | 4.0345 | 3.69 | 0 | 1.5746 | 18.31 | 12 | 900 | 0 | 32 | 0 | 32 | 1 | 377.8053 | 0 | 16.491 | FALSE
1637 | 886307 | 2022-01-20 01:15 | 1642637700 | 1 | 4.2405 | 3.9186 | 0 | 1.6281 | 18.0633 | 12 | 900 | 0 | 32 | 0 | 32 | 1 | 377.8053 | 0 | 16.456 | FALSE
1638 | 886307 | 2022-01-20 01:30 | 1642638600 | 1 | 4.4465 | 4.1473 | 0 | 1.6817 | 17.8333 | 12 | 900 | 0 | 76 | 0 | 76 | 1 | 377.8053 | 0 | 16.4229 | FALSE
1639 | 886307 | 2022-01-20 01:45 | 1642639500 | 1 | 4.6526 | 4.376 | 0 | 1.7352 | 17.6667 | 12 | 900 | 0 | 112 | 0 | 112 | 1 | 377.8053 | 0 | 16.3914 | FALSE
1640 | 886307 | 2022-01-20 02:00 | 1642640400 | 1 | 4.8586 | 4.6046 | 0 | 1.7888 | 17.6033 | 12 | 900 | 0 | 28 | 0 | 28 | 1 | 377.8053 | 0 | 16.357 | FALSE
1641 | 886307 | 2022-01-20 02:15 | 1642641300 | 1 | 4.8213 | 4.626 | 0 | 1.7374 | 17.8733 | 12 | 900 | 0 | 32 | 0 | 32 | 1 | 377.8053 | 0 | 16.3227 | FALSE
1642 | 886307 | 2022-01-20 02:30 | 1642642200 | 1 | 4.7841 | 4.6473 | 0 | 1.6859 | 17.7433 | 12 | 900 | 0 | 32 | 0 | 32 | 1 | 377.8053 | 0 | 16.2883 | FALSE
1643 | 886307 | 2022-01-20 02:45 | 1642643100 | 1 | 4.7469 | 4.6686 | 0 | 1.6345 | 17.35 | 12 | 900 | 0 | 28 | 0 | 28 | 1 | 377.8053 | 0 | 16.2537 | FALSE
1644 | 886307 | 2022-01-20 03:00 | 1642644000 | 1 | 4.7097 | 4.69 | 0 | 1.5831 | 17.65 | 12 | 900 | 0 | 32 | 0 | 32 | 1 | 377.8053 | 0 | 16.2193 | FALSE
1645 | 886307 | 2022-01-20 03:15 | 1642644900 | 1 | 4.6059 | 4.7335 | 0 | 1.4502 | 17.52 | 12 | 900 | 0 | 28 | 0 | 28 | 1 | 377.8053 | 0 | 16.1843 | FALSE
1646 | 886307 | 2022-01-20 03:30 | 1642645800 | 1 | 4.5022 | 4.7771 | 0 | 1.3174 | 15.41 | 12 | 900 | 0 | 32 | 0 | 32 | 1 | 377.8053 | 0 | 16.1493 | FALSE
1647 | 886307 | 2022-01-20 03:45 | 1642646700 | 1 | 4.3984 | 4.8207 | 0 | 1.1846 | 15.3533 | 12 | 900 | 0 | 32 | 0 | 32 | 1 | 377.8053 | 0 | 16.1139 | FALSE
1648 | 886307 | 2022-01-20 04:00 | 1642647600 | 1 | 4.2946 | 4.8643 | 0 | 1.0517 | 15.2733 | 12 | 900 | 0 | 36 | 0 | 36 | 1 | 377.8053 | 0 | 16.0783 | FALSE
1649 | 886307 | 2022-01-20 04:15 | 1642648500 | 1 | 4.2414 | 4.8856 | 0 | 0.98432 | 15.7867 | 12 | 900 | 0 | 28 | 0 | 28 | 1 | 377.8053 | 0 | 16.0424 | FALSE
1650 | 886307 | 2022-01-20 04:30 | 1642649400 | 1 | 4.1882 | 4.907 | 0 | 0.91691 | 15.1333 | 12 | 900 | 0 | 32 | 0 | 32 | 1 | 377.8053 | 0 | 16.0065 | FALSE
1651 | 886307 | 2022-01-20 04:45 | 1642650300 | 1 | 4.135 | 4.9283 | 0 | 0.8495 | 15.0733 | 12 | 900 | 0 | 108 | 0 | 108 | 1 | 377.8053 | 0 | 15.9734 | FALSE
1652 | 886307 | 2022-01-20 05:00 | 1642651200 | 1 | 4.0818 | 4.9496 | 0 | 0.78209 | 15.0367 | 12 | 900 | 0 | 84 | 0 | 84 | 1 | 377.8053 | 0 | 15.9393 | FALSE
1653 | 886307 | 2022-01-20 05:15 | 1642652100 | 1 | 3.9655 | 4.9496 | 0 | 0.66571 | 14.9767 | 12 | 900 | 0 | 28 | 0 | 28 | 1 | 377.8053 | 0 | 15.9028 | FALSE
1654 | 886307 | 2022-01-20 05:30 | 1642653000 | 1 | 3.8491 | 4.9496 | 0 | 0.54934 | 15.6133 | 12 | 900 | 0 | 32 | 0 | 32 | 1 | 377.8053 | 0 | 15.8662 | FALSE
1655 | 886307 | 2022-01-20 05:45 | 1642653900 | 1 | 3.7327 | 4.9496 | 0 | 0.43296 | 14.8367 | 12 | 900 | 0 | 32 | 0 | 32 | 1 | 377.8053 | 0 | 15.8294 | FALSE
1656 | 886307 | 2022-01-20 06:00 | 1642654800 | 1 | 3.6163 | 4.9496 | 0 | 0.31658 | 15.43 | 12 | 900 | 0 | 28 | 0 | 28 | 1 | 377.8053 | 0 | 15.7921 | FALSE
1657 | 886307 | 2022-01-20 06:15 | 1642655700 | 1 | 3.436 | 4.7859 | 0 | 0.24543 | 14.7067 | 12 | 900 | 0 | 32 | 0 | 32 | 1 | 377.8053 | 0 | 15.755 | FALSE
1658 | 886307 | 2022-01-20 06:30 | 1642656600 | 1 | 3.2557 | 4.6221 | 0 | 0.17428 | 15.25 | 12 | 900 | 0 | 28 | 0 | 28 | 1 | 377.8053 | 0 | 15.7175 | FALSE
1659 | 886307 | 2022-01-20 06:45 | 1642657500 | 1 | 3.0754 | 4.4584 | 0 | 0.10312 | 16.5733 | 12 | 900 | 0 | 32 | 0 | 32 | 1 | 377.8053 | 0 | 15.6801 | FALSE
1660 | 886307 | 2022-01-20 07:00 | 1642658400 | 1 | 2.895 | 4.2946 | 0 | 0.031968 | 16.5433 | 12 | 900 | 3487.6917 | 32 | 0 | 32 | 1 | 377.8053 | 3109.8863 | 15.7573 | FALSE
1661 | 886307 | 2022-01-20 07:15 | 1642659300 | 1 | 2.8304 | 4.4157 | 1.1493 | -0.11339 | 16.5167 | 12 | 900 | 3487.6917 | 28 | 0 | 28 | 1 | 377.8053 | 3109.8863 | 15.834 | FALSE
1662 | 886307 | 2022-01-20 07:30 | 1642660200 | 1 | 2.7658 | 4.5368 | 2.2986 | -0.25874 | 16.7133 | 12 | 900 | 3487.6917 | 292 | 0 | 292 | 1 | 377.8053 | 3109.8863 | 15.9204 | FALSE
1663 | 886307 | 2022-01-20 07:45 | 1642661100 | 1 | 2.7012 | 4.6579 | 3.448 | -0.4041 | 14.5333 | 16 | 900 | 3487.6917 | 420 | 0 | 420 | 1 | 377.8053 | 3109.8863 | 16.0113 | FALSE
1664 | 886307 | 2022-01-20 08:00 | 1642662000 | 1 | 2.6365 | 4.779 | 4.5973 | -0.54945 | 15.43 | 16 | 900 | 1865.9639 | 76 | 0 | 76 | 1 | 377.8053 | 1488.1585 | 16.029 | FALSE
1665 | 886307 | 2022-01-20 08:15 | 1642662900 | 1 | 2.7067 | 4.6365 | 13.9047 | -0.38437 | 16.7233 | 16 | 900 | 1865.9639 | 124 | 0 | 124 | 1 | 377.8053 | 1488.1585 | 16.0521 | FALSE
1666 | 886307 | 2022-01-20 08:30 | 1642663800 | 1 | 2.7768 | 4.4941 | 23.2121 | -0.21928 | 15.9933 | 16 | 900 | 1865.9639 | 60 | 0 | 60 | 1 | 377.8053 | 1488.1585 | 16.0762 | FALSE
1667 | 886307 | 2022-01-20 08:45 | 1642664700 | 1 | 2.8469 | 4.3517 | 32.5196 | -0.054201 | 17.7533 | 16 | 900 | 1865.9639 | 40 | 0 | 40 | 1 | 377.8053 | 1488.1585 | 16.1031 | FALSE
1668 | 886307 | 2022-01-20 09:00 | 1642665600 | 1 | 2.9171 | 4.2093 | 41.827 | 0.11088 | 18.66 | 16 | 900 | 459.1639 | 36 | 0 | 36 | 1 | 377.8053 | 81.3585 | 16.0815 | FALSE
1669 | 886307 | 2022-01-20 09:15 | 1642666500 | 1 | 3.1549 | 4.373 | 65.9847 | 0.23951 | 18.5933 | 16 | 900 | 459.1639 | 44 | 0 | 44 | 1 | 377.8053 | 81.3585 | 16.0685 | FALSE
1670 | 886307 | 2022-01-20 09:30 | 1642667400 | 1 | 3.3927 | 4.5368 | 90.1423 | 0.36814 | 18.2967 | 0 | 900 | 459.1639 | 92 | 0 | 92 | 1 | 377.8053 | 81.3585 | 16.0658 | FALSE
1671 | 886307 | 2022-01-20 09:45 | 1642668300 | 1 | 3.6305 | 4.7005 | 114.3 | 0.49677 | 16.25 | 16 | 900 | 459.1639 | 152 | 0 | 152 | 1 | 377.8053 | 81.3585 | 16.0738 | FALSE
1672 | 886307 | 2022-01-20 10:00 | 1642669200 | 1 | 3.8683 | 4.8643 | 138.4577 | 0.6254 | 16.0967 | 16 | 900 | 2442.3611 | 104 | 0 | 104 | 1 | 377.8053 | 2064.5558 | 16.1613 | FALSE
1673 | 886307 | 2022-01-20 10:15 | 1642670100 | 1 | 3.9046 | 5.1143 | 143.3244 | 0.49506 | 16.1167 | 17 | 900 | 2442.3611 | 288 | 0 | 288 | 1 | 377.8053 | 2064.5558 | 16.2568 | FALSE
1674 | 886307 | 2022-01-20 10:30 | 1642671000 | 1 | 3.9409 | 5.3643 | 148.1912 | 0.36472 | 17.1667 | 17 | 900 | 2442.3611 | 40 | 0 | 40 | 1 | 377.8053 | 2064.5558 | 16.3438 | FALSE
1675 | 886307 | 2022-01-20 10:45 | 1642671900 | 1 | 3.9772 | 5.6143 | 153.0579 | 0.23438 | 18.66 | 17 | 900 | 2442.3611 | 36 | 0 | 36 | 1 | 377.8053 | 2064.5558 | 16.4315 | FALSE
1676 | 886307 | 2022-01-20 11:00 | 1642672800 | 1 | 4.0136 | 5.8643 | 157.9246 | 0.10404 | 19.58 | 17 | 900 | 576.3972 | 212 | 0 | 212 | 1 | 377.8053 | 198.5919 | 16.4581 | FALSE
1677 | 886307 | 2022-01-20 11:15 | 1642673700 | 1 | 4.1104 | 5.8643 | 182.2677 | 0.20085 | 19.2433 | 17 | 900 | 576.3972 | 144 | 0 | 144 | 1 | 377.8053 | 198.5919 | 16.4903 | FALSE
1678 | 886307 | 2022-01-20 11:30 | 1642674600 | 1 | 4.2072 | 5.8643 | 206.6108 | 0.29766 | 19.23 | 17 | 900 | 576.3972 | 40 | 0 | 40 | 1 | 377.8053 | 198.5919 | 16.5267 | FALSE
1679 | 886307 | 2022-01-20 11:45 | 1642675500 | 1 | 4.304 | 5.8643 | 230.9539 | 0.39447 | 18.9633 | 17 | 900 | 576.3972 | 40 | 0 | 40 | 1 | 377.8053 | 198.5919 | 16.5714 | FALSE
1680 | 886307 | 2022-01-20 12:00 | 1642676400 | 1 | 4.4008 | 5.8643 | 255.297 | 0.49128 | 19.3133 | 17 | 900 | 547.0889 | 40 | 0 | 40 | 1 | 377.8053 | 169.2835 | 16.6231 | FALSE
1681 | 886307 | 2022-01-20 12:15 | 1642677300 | 1 | 4.3535 | 5.8643 | 238.5762 | 0.44399 | 18.8533 | 17 | 900 | 547.0889 | 272 | 0 | 272 | 1 | 377.8053 | 169.2835 | 16.6779 | FALSE
1682 | 886307 | 2022-01-20 12:30 | 1642678200 | 1 | 4.3062 | 5.8643 | 221.8554 | 0.39671 | 19.0433 | 17 | 900 | 547.0889 | 44 | 0 | 44 | 1 | 377.8053 | 169.2835 | 16.7182 | FALSE
1683 | 886307 | 2022-01-20 12:45 | 1642679100 | 1 | 4.2589 | 5.8643 | 205.1347 | 0.34942 | 19.6333 | 17 | 900 | 547.0889 | 44 | 0 | 44 | 1 | 377.8053 | 169.2835 | 16.7527 | FALSE
1684 | 886307 | 2022-01-20 13:00 | 1642680000 | 1 | 4.2117 | 5.8643 | 188.4139 | 0.30213 | 19.22 | 17 | 900 | 117.2333 | 44 | 0 | 44 | 1 | 377.8053 | 0 | 16.7752 | FALSE
1685 | 886307 | 2022-01-20 13:15 | 1642680900 | 1 | 3.8106 | 5.8643 | 176.0536 | -0.098914 | 18.6967 | 16.6667 | 900 | 117.2333 | 368 | 0 | 368 | 1 | 377.8053 | 0 | 16.8046 | FALSE
1686 | 886307 | 2022-01-20 13:30 | 1642681800 | 1 | 3.4096 | 5.8643 | 163.6932 | -0.49996 | 18.5433 | 16 | 900 | 117.2333 | 184 | 0 | 184 | 1 | 377.8053 | 0 | 16.8216 | FALSE
1687 | 886307 | 2022-01-20 13:45 | 1642682700 | 1 | 3.0085 | 5.8643 | 151.3329 | -0.90101 | 18.8 | 16 | 900 | 117.2333 | 208 | 0 | 208 | 1 | 377.8053 | 0 | 16.8342 | FALSE
1688 | 886307 | 2022-01-20 14:00 | 1642683600 | 1 | 2.6075 | 5.8643 | 138.9725 | -1.3021 | 18.9 | 16 | 900 | 58.6167 | 128 | 0 | 128 | 1 | 377.8053 | 0 | 16.8383 | FALSE
1689 | 886307 | 2022-01-20 14:15 | 1642684500 | 1 | 2.9008 | 5.6143 | 127.2671 | -0.84209 | 18.8667 | 16 | 900 | 58.6167 | 120 | 0 | 120 | 1 | 377.8053 | 0 | 16.8397 | FALSE
1690 | 886307 | 2022-01-20 14:30 | 1642685400 | 1 | 3.1941 | 5.3643 | 115.5617 | -0.38213 | 16.7667 | 16 | 900 | 58.6167 | 116 | 0 | 116 | 1 | 377.8053 | 0 | 16.8386 | FALSE
1691 | 886307 | 2022-01-20 14:45 | 1642686300 | 1 | 3.4874 | 5.1143 | 103.8563 | 0.077834 | 17.18 | 16 | 900 | 58.6167 | 80 | 0 | 80 | 1 | 377.8053 | 0 | 16.8336 | FALSE
1692 | 886307 | 2022-01-20 15:00 | 1642687200 | 1 | 3.7807 | 4.8643 | 92.1509 | 0.5378 | 18.39 | 16 | 900 | 0 | 44 | 0 | 44 | 1 | 377.8053 | 0 | 16.8249 | FALSE
1693 | 886307 | 2022-01-20 15:15 | 1642688100 | 1 | 3.565 | 4.7219 | 75.9391 | 0.41705 | 18.21 | 16 | 900 | 0 | 40 | 0 | 40 | 1 | 377.8053 | 0 | 16.8103 | FALSE
1694 | 886307 | 2022-01-20 15:30 | 1642689000 | 1 | 3.3493 | 4.5794 | 59.7273 | 0.2963 | 18.4833 | 16 | 900 | 0 | 40 | 0 | 40 | 1 | 377.8053 | 0 | 16.7901 | FALSE
1695 | 886307 | 2022-01-20 15:45 | 1642689900 | 1 | 3.1336 | 4.437 | 43.5155 | 0.17555 | 17.9267 | 16 | 900 | 0 | 56 | 0 | 56 | 1 | 377.8053 | 0 | 16.7648 | FALSE
1696 | 886307 | 2022-01-20 16:00 | 1642690800 | 1 | 2.9179 | 4.2946 | 27.3037 | 0.054805 | 16.07 | 16 | 900 | 1885.5028 | 268 | 0 | 268 | 1 | 377.8053 | 1507.6974 | 16.7976 | FALSE
1697 | 886307 | 2022-01-20 16:15 | 1642691700 | 1 | 2.7972 | 4.0785 | 20.4778 | 0.078222 | 17.2367 | 16.1667 | 900 | 1885.5028 | 108 | 0 | 108 | 1 | 377.8053 | 1507.6974 | 16.8219 | FALSE
1698 | 886307 | 2022-01-20 16:30 | 1642692600 | 1 | 2.6766 | 3.8625 | 13.6519 | 0.10164 | 18.6233 | 16.5 | 900 | 1885.5028 | 512 | 0 | 512 | 1 | 377.8053 | 1507.6974 | 16.8594 | FALSE
1699 | 886307 | 2022-01-20 16:45 | 1642693500 | 1 | 2.556 | 3.6464 | 6.8259 | 0.12506 | 19.4933 | 16.5 | 900 | 1885.5028 | 116 | 0 | 116 | 1 | 377.8053 | 1507.6974 | 16.8796 | FALSE
1700 | 886307 | 2022-01-20 17:00 | 1642694400 | 1 | 2.4354 | 3.4303 | 0 | 0.14848 | 17.0267 | 16.5 | 900 | 1611.9583 | 192 | 0 | 192 | 1 | 377.8053 | 1234.153 | 16.8903 | FALSE
1701 | 886307 | 2022-01-20 17:15 | 1642695300 | 1 | 2.3419 | 3.4739 | 0 | 0.026004 | 16.77 | 16.5 | 900 | 1611.9583 | 128 | 0 | 128 | 1 | 377.8053 | 1234.153 | 16.8982 | FALSE
1702 | 886307 | 2022-01-20 17:30 | 1642696200 | 1 | 2.2485 | 3.5175 | 0 | -0.096467 | 17.2733 | 16.5 | 900 | 1611.9583 | 72 | 0 | 72 | 1 | 377.8053 | 1234.153 | 16.9035 | FALSE
1703 | 886307 | 2022-01-20 17:45 | 1642697100 | 1 | 2.1551 | 3.5611 | 0 | -0.21894 | 16.4167 | 16.5 | 900 | 1611.9583 | 268 | 0 | 268 | 1 | 377.8053 | 1234.153 | 16.9159 | FALSE
1704 | 886307 | 2022-01-20 18:00 | 1642698000 | 1 | 2.0617 | 3.6046 | 0 | -0.34141 | 16.4133 | 16.5 | 900 | 2178.5861 | 40 | 0 | 40 | 1 | 377.8053 | 1800.7808 | 16.94 | FALSE
1705 | 886307 | 2022-01-20 18:15 | 1642698900 | 1 | 2.1325 | 3.6696 | 0 | -0.31384 | 16.54 | 16.5 | 900 | 2178.5861 | 40 | 0 | 40 | 1 | 377.8053 | 1800.7808 | 16.9642 | FALSE
1706 | 886307 | 2022-01-20 18:30 | 1642699800 | 1 | 2.2034 | 3.7345 | 0 | -0.28627 | 16.51 | 16.5 | 900 | 2178.5861 | 60 | 0 | 60 | 1 | 377.8053 | 1800.7808 | 16.9892 | FALSE
1707 | 886307 | 2022-01-20 18:45 | 1642700700 | 1 | 2.2742 | 3.7994 | 0 | -0.2587 | 17.11 | 16.5 | 900 | 2178.5861 | 72 | 0 | 72 | 1 | 377.8053 | 1800.7808 | 17.0146 | FALSE
1708 | 886307 | 2022-01-20 19:00 | 1642701600 | 1 | 2.3451 | 3.8643 | 0 | -0.23114 | 16.8933 | 17.5 | 900 | 1719.4222 | 64 | 0 | 64 | 1 | 377.8053 | 1341.6169 | 17.0229 | FALSE
1709 | 886307 | 2022-01-20 19:15 | 1642702500 | 1 | 2.2788 | 3.7558 | 0 | -0.22509 | 20.4433 | 17.5 | 900 | 1719.4222 | 60 | 0 | 60 | 1 | 377.8053 | 1341.6169 | 17.0309 | FALSE
1710 | 886307 | 2022-01-20 19:30 | 1642703400 | 1 | 2.2125 | 3.6473 | 0 | -0.21904 | 19.8733 | 17.5 | 900 | 1719.4222 | 96 | 0 | 96 | 1 | 377.8053 | 1341.6169 | 17.0403 | FALSE
1711 | 886307 | 2022-01-20 19:45 | 1642704300 | 1 | 2.1462 | 3.5388 | 0 | -0.213 | 17.6867 | 17.5 | 900 | 1719.4222 | 160 | 0 | 160 | 1 | 377.8053 | 1341.6169 | 17.0521 | FALSE
1712 | 886307 | 2022-01-20 20:00 | 1642705200 | 1 | 2.0799 | 3.4303 | 0 | -0.20695 | 17.4833 | 18 | 900 | 2256.7417 | 132 | 0 | 132 | 1 | 377.8053 | 1878.9363 | 17.0827 | FALSE
1713 | 886307 | 2022-01-20 20:15 | 1642706100 | 1 | 2.0743 | 3.2452 | 0 | -0.089177 | 18.3633 | 18 | 900 | 2256.7417 | 116 | 0 | 116 | 1 | 377.8053 | 1878.9363 | 17.1129 | FALSE
1714 | 886307 | 2022-01-20 20:30 | 1642707000 | 1 | 2.0687 | 3.0601 | 0 | 0.028596 | 20.5267 | 18 | 900 | 2256.7417 | 376 | 0 | 376 | 1 | 377.8053 | 1878.9363 | 17.1533 | FALSE
1715 | 886307 | 2022-01-20 20:45 | 1642707900 | 1 | 2.0631 | 2.8751 | 0 | 0.14637 | 20.54 | 18 | 900 | 2256.7417 | 128 | 0 | 128 | 1 | 377.8053 | 1878.9363 | 17.1845 | FALSE
1716 | 886307 | 2022-01-20 21:00 | 1642708800 | 1 | 2.0575 | 2.69 | 0 | 0.26414 | 18.9333 | 18 | 900 | 1260.2583 | 360 | 0 | 360 | 1 | 377.8053 | 882.453 | 17.188 | FALSE
1717 | 886307 | 2022-01-20 21:15 | 1642709700 | 1 | 1.9867 | 2.7549 | 0 | 0.15013 | 18.0833 | 18 | 900 | 1260.2583 | 124 | 0 | 124 | 1 | 377.8053 | 882.453 | 17.1822 | FALSE
1718 | 886307 | 2022-01-20 21:30 | 1642710600 | 1 | 1.916 | 2.8198 | 0 | 0.036124 | 18.3867 | 18 | 900 | 1260.2583 | 124 | 0 | 124 | 1 | 377.8053 | 882.453 | 17.1761 | FALSE
1719 | 886307 | 2022-01-20 21:45 | 1642711500 | 1 | 1.8453 | 2.8847 | 0 | -0.077885 | 17.9967 | 18 | 900 | 1260.2583 | 116 | 0 | 116 | 1 | 377.8053 | 882.453 | 17.1693 | FALSE
1720 | 886307 | 2022-01-20 22:00 | 1642712400 | 1 | 1.7745 | 2.9496 | 0 | -0.19189 | 18.8167 | 14.3333 | 900 | 0 | 120 | 0 | 120 | 1 | 377.8053 | 0 | 17.1298 | FALSE
1721 | 886307 | 2022-01-20 22:15 | 1642713300 | 1 | 1.7549 | 2.8634 | 0 | -0.15398 | 17.93 | 12.5 | 900 | 0 | 316 | 0 | 316 | 1 | 377.8053 | 0 | 17.098 | FALSE
1722 | 886307 | 2022-01-20 22:30 | 1642714200 | 1 | 1.7354 | 2.7771 | 0 | -0.11607 | 18.86 | 12.5 | 900 | 0 | 196 | 0 | 196 | 1 | 377.8053 | 0 | 17.0619 | FALSE
1723 | 886307 | 2022-01-20 22:45 | 1642715100 | 1 | 1.7158 | 2.6909 | 0 | -0.078157 | 18.9667 | 12.5 | 900 | 0 | 156 | 0 | 156 | 1 | 377.8053 | 0 | 17.0244 | FALSE
1724 | 886307 | 2022-01-20 23:00 | 1642716000 | 1 | 1.6962 | 2.6046 | 0 | -0.040244 | 17.0967 | 12.5 | 900 | 0 | 116 | 0 | 116 | 1 | 377.8053 | 0 | 16.9857 | FALSE
1725 | 886307 | 2022-01-20 23:15 | 1642716900 | 1 | 1.7608 | 2.7471 | 0 | -0.070594 | 17.52 | 12.5 | 900 | 0 | 112 | 0 | 112 | 1 | 377.8053 | 0 | 16.9469 | FALSE
1726 | 886307 | 2022-01-20 23:30 | 1642717800 | 1 | 1.8254 | 2.8895 | 0 | -0.10094 | 17.26 | 12.5 | 900 | 0 | 116 | 0 | 116 | 1 | 377.8053 | 0 | 16.9082 | FALSE
1727 | 886307 | 2022-01-20 23:45 | 1642718700 | 1 | 1.89 | 3.0319 | 0 | -0.13129 | 16.5867 | 12.5 | 900 | 0 | 56 | 0 | 56 | 1 | 377.8053 | 0 | 16.8672 | FALSE
1728 | 886307 | 2022-01-21 | 1642719600 | 1 | 1.9546 | 3.1743 | 0 | -0.16164 | 17.7333 | 12.5 | 900 | 0 | 38 | 0 | 38 | 1 | 377.8053 | 0 | 16.8257 | FALSE
1729 | 886307 | 2022-01-21 00:15 | 1642720500 | 1 | 1.7234 | 3.0106 | 0 | -0.28365 | 18.3833 | 12.5 | 900 | 0 | 31.3333 | 0 | 31.3333 | 1 | 377.8053 | 0 | 16.7836 | FALSE
1730 | 886307 | 2022-01-21 00:30 | 1642721400 | 1 | 1.4922 | 2.8468 | 0 | -0.40566 | 18.0333 | 12.5 | 900 | 0 | 28.6667 | 0 | 28.6667 | 1 | 377.8053 | 0 | 16.7411 | FALSE
1731 | 886307 | 2022-01-21 00:45 | 1642722300 | 1 | 1.261 | 2.6831 | 0 | -0.52766 | 17.9 | 12.5 | 900 | 0 | 30 | 0 | 30 | 1 | 377.8053 | 0 | 16.6985 | FALSE
1732 | 886307 | 2022-01-21 01:00 | 1642723200 | 1 | 1.0299 | 2.5193 | 0 | -0.64967 | 18.0833 | 12.5 | 900 | 0 | 32 | 0 | 32 | 1 | 377.8053 | 0 | 16.6557 | FALSE
1733 | 886307 | 2022-01-21 01:15 | 1642724100 | 1 | 1.1527 | 2.4544 | 0 | -0.48354 | 18.01 | 12.5 | 900 | 0 | 28 | 0 | 28 | 1 | 377.8053 | 0 | 16.6134 | FALSE
1734 | 886307 | 2022-01-21 01:30 | 1642725000 | 1 | 1.2756 | 2.3895 | 0 | -0.31741 | 16.34 | 12.5 | 900 | 0 | 32 | 0 | 32 | 1 | 377.8053 | 0 | 16.5719 | FALSE
1735 | 886307 | 2022-01-21 01:45 | 1642725900 | 1 | 1.3984 | 2.3246 | 0 | -0.15127 | 15.5833 | 12.5 | 900 | 0 | 28 | 0 | 28 | 1 | 377.8053 | 0 | 16.5309 | FALSE
1736 | 886307 | 2022-01-21 02:00 | 1642726800 | 1 | 1.5213 | 2.2597 | 0 | 0.014858 | 16.1133 | 12.5 | 900 | 0 | 32 | 0 | 32 | 1 | 377.8053 | 0 | 16.4907 | FALSE
1737 | 886307 | 2022-01-21 02:15 | 1642727700 | 1 | 1.6775 | 2.2597 | 0 | 0.17107 | 17.1767 | 12.5 | 900 | 0 | 32 | 0 | 32 | 1 | 377.8053 | 0 | 16.4511 | FALSE
1738 | 886307 | 2022-01-21 02:30 | 1642728600 | 1 | 1.8337 | 2.2597 | 0 | 0.32729 | 16.99 | 12.5 | 900 | 0 | 28 | 0 | 28 | 1 | 377.8053 | 0 | 16.4119 | FALSE
1739 | 886307 | 2022-01-21 02:45 | 1642729500 | 1 | 1.9899 | 2.2597 | 0 | 0.48351 | 17.1433 | 12.5 | 900 | 0 | 32 | 0 | 32 | 1 | 377.8053 | 0 | 16.3736 | FALSE
1740 | 886307 | 2022-01-21 03:00 | 1642730400 | 1 | 2.1462 | 2.2597 | 0 | 0.63972 | 16.86 | 12.5 | 900 | 0 | 96 | 0 | 96 | 1 | 377.8053 | 0 | 16.3382 | FALSE
1741 | 886307 | 2022-01-21 03:15 | 1642731300 | 1 | 1.9824 | 2.4447 | 0 | 0.35258 | 16.99 | 12.5 | 900 | 0 | 104 | 0 | 104 | 1 | 377.8053 | 0 | 16.3024 | FALSE
1742 | 886307 | 2022-01-21 03:30 | 1642732200 | 1 | 1.8187 | 2.6298 | 0 | 0.065433 | 17.24 | 12.5 | 900 | 0 | 32 | 0 | 32 | 1 | 377.8053 | 0 | 16.263 | FALSE
1743 | 886307 | 2022-01-21 03:45 | 1642733100 | 1 | 1.6549 | 2.8149 | 0 | -0.22171 | 16.7 | 12.5 | 900 | 0 | 28 | 0 | 28 | 1 | 377.8053 | 0 | 16.2228 | FALSE
1744 | 886307 | 2022-01-21 04:00 | 1642734000 | 1 | 1.4911 | 3 | 0 | -0.50886 | 16.4967 | 12.5 | 900 | 0 | 32 | 0 | 32 | 1 | 377.8053 | 0 | 16.1819 | FALSE
1745 | 886307 | 2022-01-21 04:15 | 1642734900 | 1 | 1.4357 | 2.8798 | 0 | -0.48418 | 16.39 | 12.5 | 900 | 0 | 32 | 0 | 32 | 1 | 377.8053 | 0 | 16.1412 | FALSE
1746 | 886307 | 2022-01-21 04:30 | 1642735800 | 1 | 1.3803 | 2.7597 | 0 | -0.45949 | 16.51 | 12.5 | 900 | 0 | 28 | 0 | 28 | 1 | 377.8053 | 0 | 16.1006 | FALSE
1747 | 886307 | 2022-01-21 04:45 | 1642736700 | 1 | 1.3248 | 2.6395 | 0 | -0.43481 | 16.67 | 12.5 | 900 | 0 | 32 | 0 | 32 | 1 | 377.8053 | 0 | 16.0603 | FALSE
1748 | 886307 | 2022-01-21 05:00 | 1642737600 | 1 | 1.2694 | 2.5193 | 0 | -0.41013 | 15.7067 | 12.5 | 900 | 0 | 28 | 0 | 28 | 1 | 377.8053 | 0 | 16.0201 | FALSE
1749 | 886307 | 2022-01-21 05:15 | 1642738500 | 1 | 1.2931 | 2.4757 | 0 | -0.35743 | 14.48 | 12.5 | 900 | 0 | 32 | 0 | 32 | 1 | 377.8053 | 0 | 15.9803 | FALSE
1750 | 886307 | 2022-01-21 05:30 | 1642739400 | 1 | 1.3167 | 2.4321 | 0 | -0.30473 | 14.4233 | 12.5 | 900 | 0 | 32 | 0 | 32 | 1 | 377.8053 | 0 | 15.9408 | FALSE
1751 | 886307 | 2022-01-21 05:45 | 1642740300 | 1 | 1.3404 | 2.3886 | 0 | -0.25202 | 14.8833 | 12.5 | 900 | 0 | 28 | 0 | 28 | 1 | 377.8053 | 0 | 15.9015 | FALSE
1752 | 886307 | 2022-01-21 06:00 | 1642741200 | 1 | 1.364 | 2.345 | 0 | -0.19932 | 14.27 | 12.5 | 900 | 5060.5722 | 32 | 0 | 32 | 1 | 377.8053 | 4682.7669 | 16.0352 | FALSE
1753 | 886307 | 2022-01-21 06:15 | 1642742100 | 1 | 1.5049 | 2.4099 | 0 | -0.10171 | 14.24 | 12.5 | 900 | 5060.5722 | 124 | 0 | 124 | 1 | 377.8053 | 4682.7669 | 16.1724 | FALSE
1754 | 886307 | 2022-01-21 06:30 | 1642743000 | 1 | 1.6458 | 2.4748 | 0 | -0.0040975 | 14.2 | 16.5 | 900 | 5060.5722 | 656 | 0 | 656 | 1 | 377.8053 | 4682.7669 | 16.3296 | FALSE
1755 | 886307 | 2022-01-21 06:45 | 1642743900 | 1 | 1.7867 | 2.5397 | 0 | 0.093514 | 17.1767 | 16.5 | 900 | 5060.5722 | 48 | 0 | 48 | 1 | 377.8053 | 4682.7669 | 16.4635 | FALSE
1756 | 886307 | 2022-01-21 07:00 | 1642744800 | 1 | 1.9276 | 2.6046 | 0 | 0.19113 | 16.1767 | 16.4867 | 900 | 1807.3472 | 36 | 0 | 36 | 1 | 377.8053 | 1429.5419 | 16.477 | FALSE
1757 | 886307 | 2022-01-21 07:15 | 1642745700 | 1 | 1.9041 | 2.6821 | 0.69444 | 0.11601 | 17.1 | 16.4567 | 900 | 1807.3472 | 116 | 0 | 116 | 1 | 377.8053 | 1429.5419 | 16.4934 | FALSE
1758 | 886307 | 2022-01-21 07:30 | 1642746600 | 1 | 1.8807 | 2.7597 | 1.3889 | 0.040888 | 16.83 | 16.4533 | 900 | 1807.3472 | 144 | 0 | 144 | 1 | 377.8053 | 1429.5419 | 16.5108 | FALSE
1759 | 886307 | 2022-01-21 07:45 | 1642747500 | 1 | 1.8572 | 2.8372 | 2.0833 | -0.03423 | 17.5333 | 16.5 | 900 | 1807.3472 | 64 | 0 | 64 | 1 | 377.8053 | 1429.5419 | 16.5251 | FALSE
1760 | 886307 | 2022-01-21 08:00 | 1642748400 | 1 | 1.8338 | 2.9147 | 2.7778 | -0.10935 | 17.2467 | 16.5 | 900 | 1152.7944 | 40 | 0 | 40 | 1 | 377.8053 | 774.9891 | 16.5143 | FALSE
1761 | 886307 | 2022-01-21 08:15 | 1642749300 | 1 | 2.1124 | 2.936 | 16.1931 | 0.15502 | 16.6933 | 16.5 | 900 | 1152.7944 | 44 | 0 | 44 | 1 | 377.8053 | 774.9891 | 16.509 | FALSE
1762 | 886307 | 2022-01-21 08:30 | 1642750200 | 1 | 2.3909 | 2.9573 | 29.6085 | 0.41938 | 17.1133 | 16.5 | 900 | 1152.7944 | 60 | 0 | 60 | 1 | 377.8053 | 774.9891 | 16.5095 | FALSE
1763 | 886307 | 2022-01-21 08:45 | 1642751100 | 1 | 2.6695 | 2.9787 | 43.0239 | 0.68375 | 17.2333 | 16.1667 | 900 | 1152.7944 | 56 | 0 | 56 | 1 | 377.8053 | 774.9891 | 16.5151 | FALSE
1764 | 886307 | 2022-01-21 09:00 | 1642752000 | 1 | 2.9481 | 3 | 56.4392 | 0.94811 | 16.6467 | 16.5 | 900 | 58.6167 | 44 | 0 | 44 | 1 | 377.8053 | 0 | 16.4968 | FALSE
1765 | 886307 | 2022-01-21 09:15 | 1642752900 | 1 | 3.3766 | 2.9564 | 73.9423 | 1.4057 | 18.06 | 16.5 | 900 | 58.6167 | 80 | 0 | 80 | 1 | 377.8053 | 0 | 16.4872 | FALSE
1766 | 886307 | 2022-01-21 09:30 | 1642753800 | 1 | 3.8051 | 2.9128 | 91.4454 | 1.8632 | 16.51 | 15 | 900 | 58.6167 | 104 | 0 | 104 | 1 | 377.8053 | 0 | 16.4858 | FALSE
1767 | 886307 | 2022-01-21 09:45 | 1642754700 | 1 | 4.2336 | 2.8693 | 108.9485 | 2.3207 | 16.7833 | 15 | 900 | 58.6167 | 108 | 0 | 108 | 1 | 377.8053 | 0 | 16.4916 | FALSE
1768 | 886307 | 2022-01-21 10:00 | 1642755600 | 1 | 4.662 | 2.8257 | 126.4515 | 2.7783 | 17.12 | 15 | 900 | 508.0111 | 104 | 0 | 104 | 1 | 377.8053 | 130.2058 | 16.5093 | FALSE
1769 | 886307 | 2022-01-21 10:15 | 1642756500 | 1 | 4.9462 | 2.9768 | 134.6937 | 2.9616 | 16.44 | 15 | 900 | 508.0111 | 376 | 0 | 376 | 1 | 377.8053 | 130.2058 | 16.5406 | FALSE
1770 | 886307 | 2022-01-21 10:30 | 1642757400 | 1 | 5.2303 | 3.128 | 142.9359 | 3.1449 | 15.7733 | 15.3333 | 900 | 508.0111 | 160 | 0 | 160 | 1 | 377.8053 | 130.2058 | 16.5668 | FALSE
1771 | 886307 | 2022-01-21 10:45 | 1642758300 | 1 | 5.5144 | 3.2792 | 151.178 | 3.3283 | 16.4067 | 16 | 900 | 508.0111 | 92 | 0 | 92 | 1 | 377.8053 | 130.2058 | 16.5937 | FALSE
1772 | 886307 | 2022-01-21 11:00 | 1642759200 | 1 | 5.7985 | 3.4303 | 159.4202 | 3.5116 | 16.81 | 16 | 900 | 2022.275 | 36 | 0 | 36 | 1 | 377.8053 | 1644.4697 | 16.6774 | FALSE
1773 | 886307 | 2022-01-21 11:15 | 1642760100 | 1 | 5.9032 | 3.5727 | 144.1402 | 3.5214 | 18.47 | 16 | 900 | 2022.275 | 32 | 0 | 32 | 1 | 377.8053 | 1644.4697 | 16.7558 | FALSE
1774 | 886307 | 2022-01-21 11:30 | 1642761000 | 1 | 6.0079 | 3.7152 | 128.8601 | 3.5312 | 17.17 | 16 | 900 | 2022.275 | 32 | 0 | 32 | 1 | 377.8053 | 1644.4697 | 16.8289 | FALSE
1775 | 886307 | 2022-01-21 11:45 | 1642761900 | 1 | 6.1127 | 3.8576 | 113.5801 | 3.541 | 16.89 | 16.6667 | 900 | 2022.275 | 56 | 0 | 56 | 1 | 377.8053 | 1644.4697 | 16.8977 | FALSE
1776 | 886307 | 2022-01-21 12:00 | 1642762800 | 1 | 6.2174 | 4 | 98.3001 | 3.5508 | 17.2267 | 17 | 900 | 2422.8222 | 120 | 0 | 120 | 1 | 377.8053 | 2045.0169 | 16.9785 | FALSE
1777 | 886307 | 2022-01-21 12:15 | 1642763700 | 1 | 6.2847 | 4.1512 | 97.966 | 3.5172 | 17.8967 | 17 | 900 | 2422.8222 | 340 | 0 | 340 | 1 | 377.8053 | 2045.0169 | 17.0671 | FALSE
1778 | 886307 | 2022-01-21 12:30 | 1642764600 | 1 | 6.3519 | 4.3023 | 97.632 | 3.4837 | 19.83 | 17 | 900 | 2422.8222 | 68 | 0 | 68 | 1 | 377.8053 | 2045.0169 | 17.145 | FALSE
1779 | 886307 | 2022-01-21 12:45 | 1642765500 | 1 | 6.4192 | 4.4535 | 97.298 | 3.4502 | 19.6967 | 16.3333 | 900 | 2422.8222 | 80 | 0 | 80 | 1 | 377.8053 | 2045.0169 | 17.2228 | FALSE
1780 | 886307 | 2022-01-21 13:00 | 1642766400 | 1 | 6.4864 | 4.6046 | 96.9639 | 3.4167 | 18.9767 | 16 | 900 | 0 | 160 | 0 | 160 | 1 | 377.8053 | 0 | 17.2279 | FALSE
1781 | 886307 | 2022-01-21 13:15 | 1642767300 | 1 | 6.4661 | 4.6821 | 89.9604 | 3.3447 | 18.6767 | 16 | 900 | 0 | 56 | 0 | 56 | 1 | 377.8053 | 0 | 17.2264 | FALSE
1782 | 886307 | 2022-01-21 13:30 | 1642768200 | 1 | 6.4457 | 4.7597 | 82.957 | 3.2726 | 18.68 | 16 | 900 | 0 | 260 | 0 | 260 | 1 | 377.8053 | 0 | 17.2301 | FALSE
1783 | 886307 | 2022-01-21 13:45 | 1642769100 | 1 | 6.4254 | 4.8372 | 75.9535 | 3.2006 | 17.5467 | 16 | 900 | 0 | 28 | 0 | 28 | 1 | 377.8053 | 0 | 17.2225 | FALSE
1784 | 886307 | 2022-01-21 14:00 | 1642770000 | 1 | 6.405 | 4.9147 | 68.95 | 3.1286 | 18.4067 | 16 | 900 | 2149.2778 | 32 | 0 | 32 | 1 | 377.8053 | 1771.4724 | 17.2779 | FALSE
1785 | 886307 | 2022-01-21 14:15 | 1642770900 | 1 | 6.3245 | 4.8372 | 64.2692 | 3.0997 | 18.1733 | 16 | 900 | 2149.2778 | 32 | 0 | 32 | 1 | 377.8053 | 1771.4724 | 17.3314 | FALSE
1786 | 886307 | 2022-01-21 14:30 | 1642771800 | 1 | 6.244 | 4.7597 | 59.5884 | 3.0709 | 17.7567 | 16.3333 | 900 | 2149.2778 | 36 | 0 | 36 | 1 | 377.8053 | 1771.4724 | 17.3833 | FALSE
1787 | 886307 | 2022-01-21 14:45 | 1642772700 | 1 | 6.1635 | 4.6821 | 54.9076 | 3.042 | 18.3 | 17 | 900 | 2149.2778 | 304 | 0 | 304 | 1 | 377.8053 | 1771.4724 | 17.4436 | FALSE
1788 | 886307 | 2022-01-21 15:00 | 1642773600 | 1 | 6.0829 | 4.6046 | 50.2268 | 3.0132 | 19.8967 | 17 | 900 | 39.0778 | 32 | 0 | 32 | 1 | 377.8053 | 0 | 17.4264 | FALSE
1789 | 886307 | 2022-01-21 15:15 | 1642774500 | 1 | 6.0622 | 4.5184 | 40.771 | 3.0499 | 19.6667 | 17 | 900 | 39.0778 | 176 | 0 | 176 | 1 | 377.8053 | 0 | 17.4118 | FALSE
1790 | 886307 | 2022-01-21 15:30 | 1642775400 | 1 | 6.0415 | 4.4321 | 31.3152 | 3.0867 | 19.6567 | 16.3333 | 900 | 39.0778 | 112 | 0 | 112 | 1 | 377.8053 | 0 | 17.3918 | FALSE
1791 | 886307 | 2022-01-21 15:45 | 1642776300 | 1 | 6.0207 | 4.3459 | 21.8593 | 3.1235 | 18.9933 | 16 | 900 | 39.0778 | 272 | 0 | 272 | 1 | 377.8053 | 0 | 17.3749 | FALSE
1792 | 886307 | 2022-01-21 16:00 | 1642777200 | 1 | 6 | 4.2597 | 12.4035 | 3.1602 | 18.41 | 16 | 900 | 58.6167 | 32 | 0 | 32 | 1 | 377.8053 | 0 | 17.3459 | FALSE
1793 | 886307 | 2022-01-21 16:15 | 1642778100 | 1 | 5.9478 | 4.281 | 9.3026 | 3.0938 | 18.2233 | 16 | 900 | 58.6167 | 28 | 0 | 28 | 1 | 377.8053 | 0 | 17.3156 | FALSE
1794 | 886307 | 2022-01-21 16:30 | 1642779000 | 1 | 5.8956 | 4.3023 | 6.2018 | 3.0273 | 18.2167 | 16 | 900 | 58.6167 | 84 | 0 | 84 | 1 | 377.8053 | 0 | 17.2864 | FALSE
1795 | 886307 | 2022-01-21 16:45 | 1642779900 | 1 | 5.8433 | 4.3237 | 3.1009 | 2.9609 | 18.02 | 16 | 900 | 58.6167 | 104 | 0 | 104 | 1 | 377.8053 | 0 | 17.2568 | FALSE
1796 | 886307 | 2022-01-21 17:00 | 1642780800 | 1 | 5.7911 | 4.345 | 0 | 2.8944 | 17.8267 | 16.3333 | 900 | 2227.4333 | 124 | 0 | 124 | 1 | 377.8053 | 1849.628 | 17.2949 | FALSE
1797 | 886307 | 2022-01-21 17:15 | 1642781700 | 1 | 5.8019 | 4.4874 | 0 | 2.8103 | 17.9967 | 16.5 | 900 | 2227.4333 | 364 | 0 | 364 | 1 | 377.8053 | 1849.628 | 17.3419 | FALSE
1798 | 886307 | 2022-01-21 17:30 | 1642782600 | 1 | 5.8128 | 4.6298 | 0 | 2.7262 | 17.9733 | 16.5 | 900 | 2227.4333 | 336 | 0 | 336 | 1 | 377.8053 | 1849.628 | 17.3873 | FALSE
1799 | 886307 | 2022-01-21 17:45 | 1642783500 | 1 | 5.8236 | 4.7722 | 0 | 2.6421 | 17.54 | 16.5 | 900 | 2227.4333 | 184 | 0 | 184 | 1 | 377.8053 | 1849.628 | 17.4266 | FALSE
1800 | 886307 | 2022-01-21 18:00 | 1642784400 | 1 | 5.8345 | 4.9147 | 0 | 2.5581 | 18.3833 | 16.5 | 900 | 2794.0611 | 176 | 0 | 176 | 1 | 377.8053 | 2416.2558 | 17.4861 | FALSE
1801 | 886307 | 2022-01-21 18:15 | 1642785300 | 1 | 5.8086 | 4.936 | 0 | 2.518 | 16.5 | 16.5 | 900 | 2794.0611 | 48 | 0 | 48 | 1 | 377.8053 | 2416.2558 | 17.5404 | FALSE
1802 | 886307 | 2022-01-21 18:30 | 1642786200 | 1 | 5.7828 | 4.9573 | 0 | 2.4779 | 16.48 | 16.5 | 900 | 2794.0611 | 52 | 0 | 52 | 1 | 377.8053 | 2416.2558 | 17.5946 | FALSE
1803 | 886307 | 2022-01-21 18:45 | 1642787100 | 1 | 5.7569 | 4.9787 | 0 | 2.4378 | 17.2067 | 16.5 | 900 | 2794.0611 | 84 | 0 | 84 | 1 | 377.8053 | 2416.2558 | 17.6497 | FALSE
1804 | 886307 | 2022-01-21 19:00 | 1642788000 | 1 | 5.731 | 5 | 0 | 2.3977 | 17.9133 | 17.5 | 900 | 1250.4889 | 116 | 0 | 116 | 1 | 377.8053 | 872.6835 | 17.6488 | FALSE
1805 | 886307 | 2022-01-21 19:15 | 1642788900 | 1 | 5.744 | 4.8362 | 0 | 2.5198 | 17.7733 | 17.5 | 900 | 1250.4889 | 352 | 0 | 352 | 1 | 377.8053 | 872.6835 | 17.6572 | FALSE
1806 | 886307 | 2022-01-21 19:30 | 1642789800 | 1 | 5.757 | 4.6725 | 0 | 2.642 | 18.3567 | 17.5 | 900 | 1250.4889 | 116 | 0 | 116 | 1 | 377.8053 | 872.6835 | 17.6571 | FALSE
1807 | 886307 | 2022-01-21 19:45 | 1642790700 | 1 | 5.77 | 4.5087 | 0 | 2.7641 | 19.1633 | 17.5 | 900 | 1250.4889 | 160 | 0 | 160 | 1 | 377.8053 | 872.6835 | 17.659 | FALSE
1808 | 886307 | 2022-01-21 20:00 | 1642791600 | 1 | 5.7829 | 4.345 | 0 | 2.8863 | 19.2567 | 17.5 | 900 | 1318.875 | 88 | 0 | 88 | 1 | 377.8053 | 941.0697 | 17.661 | FALSE
1809 | 886307 | 2022-01-21 20:15 | 1642792500 | 1 | 5.7338 | 4.345 | 0 | 2.8372 | 19.9967 | 17.5 | 900 | 1318.875 | 76 | 0 | 76 | 1 | 377.8053 | 941.0697 | 17.6624 | FALSE
1810 | 886307 | 2022-01-21 20:30 | 1642793400 | 1 | 5.6847 | 4.345 | 0 | 2.788 | 17.7033 | 17.5 | 900 | 1318.875 | 72 | 0 | 72 | 1 | 377.8053 | 941.0697 | 17.6636 | FALSE
1811 | 886307 | 2022-01-21 20:45 | 1642794300 | 1 | 5.6356 | 4.345 | 0 | 2.7389 | 17.5767 | 17.5 | 900 | 1318.875 | 72 | 0 | 72 | 1 | 377.8053 | 941.0697 | 17.6645 | FALSE
1812 | 886307 | 2022-01-21 21:00 | 1642795200 | 1 | 5.5864 | 4.345 | 0 | 2.6898 | 17.4367 | 17.5 | 900 | 1270.0278 | 288 | 0 | 288 | 1 | 377.8053 | 892.2224 | 17.6717 | FALSE
1813 | 886307 | 2022-01-21 21:15 | 1642796100 | 1 | 5.5821 | 4.3237 | 0 | 2.6996 | 18.27 | 17.5 | 900 | 1270.0278 | 76 | 0 | 76 | 1 | 377.8053 | 892.2224 | 17.6709 | FALSE
1814 | 886307 | 2022-01-21 21:30 | 1642797000 | 1 | 5.5777 | 4.3023 | 0 | 2.7095 | 18.1533 | 17.5 | 900 | 1270.0278 | 72 | 0 | 72 | 1 | 377.8053 | 892.2224 | 17.67 | FALSE
1815 | 886307 | 2022-01-21 21:45 | 1642797900 | 1 | 5.5734 | 4.281 | 0 | 2.7194 | 17.45 | 17.5 | 900 | 1270.0278 | 132 | 0 | 132 | 1 | 377.8053 | 892.2224 | 17.6713 | FALSE
1816 | 886307 | 2022-01-21 22:00 | 1642798800 | 1 | 5.569 | 4.2597 | 0 | 2.7292 | 17.4033 | 14.8333 | 900 | 488.4722 | 164 | 0 | 164 | 1 | 377.8053 | 110.6669 | 17.6451 | FALSE
1817 | 886307 | 2022-01-21 22:15 | 1642799700 | 1 | 5.5612 | 4.1947 | 0 | 2.7648 | 19.3867 | 13.5 | 900 | 488.4722 | 116 | 0 | 116 | 1 | 377.8053 | 110.6669 | 17.6173 | FALSE
1818 | 886307 | 2022-01-21 22:30 | 1642800600 | 1 | 5.5535 | 4.1298 | 0 | 2.8003 | 19.3733 | 13.5 | 900 | 488.4722 | 116 | 0 | 116 | 1 | 377.8053 | 110.6669 | 17.5896 | FALSE
1819 | 886307 | 2022-01-21 22:45 | 1642801500 | 1 | 5.5457 | 4.0649 | 0 | 2.8358 | 17.3933 | 13.5 | 900 | 488.4722 | 136 | 0 | 136 | 1 | 377.8053 | 110.6669 | 17.5629 | FALSE
1820 | 886307 | 2022-01-21 23:00 | 1642802400 | 1 | 5.538 | 4 | 0 | 2.8713 | 17.8333 | 13.5 | 900 | 0 | 292 | 0 | 292 | 1 | 377.8053 | 0 | 17.5383 | FALSE
1821 | 886307 | 2022-01-21 23:15 | 1642803300 | 1 | 5.5979 | 4 | 0 | 2.9312 | 18.95 | 14 | 900 | 0 | 40 | 0 | 40 | 1 | 377.8053 | 0 | 17.5043 | FALSE
1822 | 886307 | 2022-01-21 23:30 | 1642804200 | 1 | 5.6578 | 4 | 0 | 2.9911 | 18.2667 | 13.5 | 900 | 0 | 32 | 0 | 32 | 1 | 377.8053 | 0 | 17.4703 | FALSE
1823 | 886307 | 2022-01-21 23:45 | 1642805100 | 1 | 5.7176 | 4 | 0 | 3.051 | 16.7267 | 13.5 | 900 | 0 | 28 | 0 | 28 | 1 | 377.8053 | 0 | 17.4365 | FALSE
1824 | 886307 | 2022-01-22 | 1642806000 | 1 | 5.7775 | 4 | 0 | 3.1109 | 16.6267 | 13.5 | 900 | 0 | 104 | 0 | 104 | 1 | 377.8053 | 0 | 17.4058 | FALSE
1825 | 886307 | 2022-01-22 00:15 | 1642806900 | 1 | 5.7732 | 4 | 0 | 3.1065 | 16.4833 | 13.5 | 900 | 0 | 76 | 0 | 76 | 1 | 377.8053 | 0 | 17.3742 | FALSE
1826 | 886307 | 2022-01-22 00:30 | 1642807800 | 1 | 5.7688 | 4 | 0 | 3.1021 | 17.41 | 13.5 | 900 | 0 | 28 | 0 | 28 | 1 | 377.8053 | 0 | 17.3408 | FALSE
1827 | 886307 | 2022-01-22 00:45 | 1642808700 | 1 | 5.7645 | 4 | 0 | 3.0978 | 16.2933 | 13.5 | 900 | 0 | 32 | 0 | 32 | 1 | 377.8053 | 0 | 17.3077 | FALSE
1828 | 886307 | 2022-01-22 01:00 | 1642809600 | 1 | 5.7601 | 4 | 0 | 3.0934 | 16.22 | 13.5 | 900 | 0 | 32 | 0 | 32 | 1 | 377.8053 | 0 | 17.2746 | FALSE
1829 | 886307 | 2022-01-22 01:15 | 1642810500 | 1 | 5.8213 | 4 | 0 | 3.1547 | 16.1233 | 13.5 | 900 | 0 | 28 | 0 | 28 | 1 | 377.8053 | 0 | 17.2417 | FALSE
1830 | 886307 | 2022-01-22 01:30 | 1642811400 | 1 | 5.8826 | 4 | 0 | 3.2159 | 16.5633 | 13.5 | 900 | 0 | 32 | 0 | 32 | 1 | 377.8053 | 0 | 17.2093 | FALSE
1831 | 886307 | 2022-01-22 01:45 | 1642812300 | 1 | 5.9438 | 4 | 0 | 3.2771 | 18.0333 | 13.5 | 900 | 0 | 32 | 0 | 32 | 1 | 377.8053 | 0 | 17.1771 | FALSE
1832 | 886307 | 2022-01-22 02:00 | 1642813200 | 1 | 6.005 | 4 | 0 | 3.3384 | 15.92 | 13.5 | 900 | 0 | 32 | 0 | 32 | 1 | 377.8053 | 0 | 17.1452 | FALSE
1833 | 886307 | 2022-01-22 02:15 | 1642814100 | 1 | 6.0007 | 4 | 0 | 3.334 | 15.88 | 13.5 | 900 | 0 | 28 | 0 | 28 | 1 | 377.8053 | 0 | 17.1133 | FALSE
1834 | 886307 | 2022-01-22 02:30 | 1642815000 | 1 | 5.9963 | 4 | 0 | 3.3297 | 17.95 | 13.5 | 900 | 0 | 84 | 0 | 84 | 1 | 377.8053 | 0 | 17.0835 | FALSE
1835 | 886307 | 2022-01-22 02:45 | 1642815900 | 1 | 5.992 | 4 | 0 | 3.3253 | 17.9367 | 13.5 | 900 | 0 | 100 | 0 | 100 | 1 | 377.8053 | 0 | 17.0545 | FALSE
1836 | 886307 | 2022-01-22 03:00 | 1642816800 | 1 | 5.9876 | 4 | 0 | 3.3209 | 17.7533 | 13.5 | 900 | 0 | 32 | 0 | 32 | 1 | 377.8053 | 0 | 17.023 | FALSE
1837 | 886307 | 2022-01-22 03:15 | 1642817700 | 1 | 5.967 | 3.8149 | 0 | 3.4237 | 17.6433 | 13.5 | 900 | 0 | 28 | 0 | 28 | 1 | 377.8053 | 0 | 16.9917 | FALSE
1838 | 886307 | 2022-01-22 03:30 | 1642818600 | 1 | 5.9463 | 3.6298 | 0 | 3.5264 | 17.3533 | 13.5 | 900 | 0 | 32 | 0 | 32 | 1 | 377.8053 | 0 | 16.961 | FALSE
1839 | 886307 | 2022-01-22 03:45 | 1642819500 | 1 | 5.9257 | 3.4447 | 0 | 3.6292 | 17.4167 | 13.5 | 900 | 0 | 32 | 0 | 32 | 1 | 377.8053 | 0 | 16.9307 | FALSE
1840 | 886307 | 2022-01-22 04:00 | 1642820400 | 1 | 5.905 | 3.2597 | 0 | 3.7319 | 17.5067 | 13.5 | 900 | 0 | 28 | 0 | 28 | 1 | 377.8053 | 0 | 16.9006 | FALSE
1841 | 886307 | 2022-01-22 04:15 | 1642821300 | 1 | 5.8606 | 3.2597 | 0 | 3.6875 | 17.1533 | 13.5 | 900 | 0 | 32 | 0 | 32 | 1 | 377.8053 | 0 | 16.8707 | FALSE
1842 | 886307 | 2022-01-22 04:30 | 1642822200 | 1 | 5.8161 | 3.2597 | 0 | 3.643 | 16.0467 | 13.5 | 900 | 0 | 32 | 0 | 32 | 1 | 377.8053 | 0 | 16.8407 | FALSE
1843 | 886307 | 2022-01-22 04:45 | 1642823100 | 1 | 5.7716 | 3.2597 | 0 | 3.5985 | 17.36 | 13.5 | 900 | 0 | 28 | 0 | 28 | 1 | 377.8053 | 0 | 16.8105 | FALSE
1844 | 886307 | 2022-01-22 05:00 | 1642824000 | 1 | 5.7271 | 3.2597 | 0 | 3.554 | 16.8633 | 13.5 | 900 | 0 | 32 | 0 | 32 | 1 | 377.8053 | 0 | 16.7805 | FALSE
1845 | 886307 | 2022-01-22 05:15 | 1642824900 | 1 | 5.7074 | 3.1947 | 0 | 3.5775 | 16.75 | 13.5 | 900 | 0 | 32 | 0 | 32 | 1 | 377.8053 | 0 | 16.7506 | FALSE
1846 | 886307 | 2022-01-22 05:30 | 1642825800 | 1 | 5.6876 | 3.1298 | 0 | 3.6011 | 16.9833 | 13.5 | 900 | 0 | 52 | 0 | 52 | 1 | 377.8053 | 0 | 16.7216 | FALSE
1847 | 886307 | 2022-01-22 05:45 | 1642826700 | 1 | 5.6678 | 3.0649 | 0 | 3.6246 | 16.9733 | 13.5 | 900 | 0 | 112 | 0 | 112 | 1 | 377.8053 | 0 | 16.6951 | FALSE
1848 | 886307 | 2022-01-22 06:00 | 1642827600 | 1 | 5.6481 | 3 | 0 | 3.6481 | 16.93 | 13.5 | 900 | 1357.9528 | 52 | 0 | 52 | 1 | 377.8053 | 980.1474 | 16.7026 | FALSE
1849 | 886307 | 2022-01-22 06:15 | 1642828500 | 1 | 5.6382 | 3.0649 | 0 | 3.5949 | 16.79 | 13.5 | 900 | 1357.9528 | 32 | 0 | 32 | 1 | 377.8053 | 980.1474 | 16.7091 | FALSE
1850 | 886307 | 2022-01-22 06:30 | 1642829400 | 1 | 5.6283 | 3.1298 | 0 | 3.5417 | 16.4667 | 13.5 | 900 | 1357.9528 | 36 | 0 | 36 | 1 | 377.8053 | 980.1474 | 16.7156 | FALSE
1851 | 886307 | 2022-01-22 06:45 | 1642830300 | 1 | 5.6184 | 3.1947 | 0 | 3.4886 | 15.1533 | 14.5 | 900 | 1357.9528 | 48 | 0 | 48 | 1 | 377.8053 | 980.1474 | 16.7224 | FALSE
1852 | 886307 | 2022-01-22 07:00 | 1642831200 | 1 | 5.6085 | 3.2597 | 0 | 3.4354 | 14.7233 | 16.5 | 900 | 4210.6306 | 552 | 0 | 552 | 1 | 377.8053 | 3832.8252 | 16.8533 | FALSE
1853 | 886307 | 2022-01-22 07:15 | 1642832100 | 1 | 5.6422 | 3.1947 | 1.1493 | 3.5123 | 15.8 | 16.5 | 900 | 4210.6306 | 144 | 0 | 144 | 1 | 377.8053 | 3832.8252 | 16.969 | FALSE
1854 | 886307 | 2022-01-22 07:30 | 1642833000 | 1 | 5.6758 | 3.1298 | 2.2986 | 3.5892 | 17.2567 | 16.5 | 900 | 4210.6306 | 40 | 0 | 40 | 1 | 377.8053 | 3832.8252 | 17.0809 | FALSE
1855 | 886307 | 2022-01-22 07:45 | 1642833900 | 1 | 5.7094 | 3.0649 | 3.448 | 3.6661 | 17.1167 | 16.5 | 900 | 4210.6306 | 80 | 0 | 80 | 1 | 377.8053 | 3832.8252 | 17.1947 | FALSE
1856 | 886307 | 2022-01-22 08:00 | 1642834800 | 1 | 5.743 | 3 | 4.5973 | 3.743 | 16.7267 | 16.5 | 900 | 29.3083 | 100 | 0 | 100 | 1 | 377.8053 | 0 | 17.1681 | FALSE
1857 | 886307 | 2022-01-22 08:15 | 1642835700 | 1 | 5.78 | 2.8149 | 8.5001 | 3.9034 | 17.6033 | 16.5 | 900 | 29.3083 | 120 | 0 | 120 | 1 | 377.8053 | 0 | 17.1441 | FALSE
1858 | 886307 | 2022-01-22 08:30 | 1642836600 | 1 | 5.8171 | 2.6298 | 12.4029 | 4.0638 | 16.5067 | 13.5 | 900 | 29.3083 | 108 | 0 | 108 | 1 | 377.8053 | 0 | 17.1216 | FALSE
1859 | 886307 | 2022-01-22 08:45 | 1642837500 | 1 | 5.8541 | 2.4447 | 16.3057 | 4.2243 | 17.0133 | 13.5 | 900 | 29.3083 | 28 | 0 | 28 | 1 | 377.8053 | 0 | 17.0979 | FALSE
1860 | 886307 | 2022-01-22 09:00 | 1642838400 | 1 | 5.8911 | 2.2597 | 20.2086 | 4.3847 | 16.76 | 13.5 | 900 | 0 | 28 | 0 | 28 | 1 | 377.8053 | 0 | 17.076 | FALSE
1861 | 886307 | 2022-01-22 09:15 | 1642839300 | 1 | 5.9356 | 2.2161 | 24.2217 | 4.4582 | 15.9433 | 13.5 | 900 | 0 | 32 | 0 | 32 | 1 | 377.8053 | 0 | 17.0559 | FALSE
1862 | 886307 | 2022-01-22 09:30 | 1642840200 | 1 | 5.98 | 2.1725 | 28.2349 | 4.5317 | 15.8 | 13.5 | 900 | 0 | 28 | 0 | 28 | 1 | 377.8053 | 0 | 17.0373 | FALSE
1863 | 886307 | 2022-01-22 09:45 | 1642841100 | 1 | 6.0245 | 2.1289 | 32.2481 | 4.6052 | 17.47 | 13.5 | 900 | 0 | 32 | 0 | 32 | 1 | 377.8053 | 0 | 17.0204 | FALSE
1864 | 886307 | 2022-01-22 10:00 | 1642842000 | 1 | 6.069 | 2.0853 | 36.2612 | 4.6788 | 17.4233 | 13.5 | 900 | 0 | 28 | 0 | 28 | 1 | 377.8053 | 0 | 17.0049 | FALSE
1865 | 886307 | 2022-01-22 10:15 | 1642842900 | 1 | 6.147 | 2.1502 | 39.4648 | 4.7135 | 15.5367 | 13.5 | 900 | 0 | 28 | 0 | 28 | 1 | 377.8053 | 0 | 16.9907 | FALSE
1866 | 886307 | 2022-01-22 10:30 | 1642843800 | 1 | 6.225 | 2.2152 | 42.6684 | 4.7482 | 15.47 | 13.5 | 900 | 0 | 28 | 0 | 28 | 1 | 377.8053 | 0 | 16.9777 | FALSE
1867 | 886307 | 2022-01-22 10:45 | 1642844700 | 1 | 6.303 | 2.2801 | 45.872 | 4.783 | 15.4167 | 13.5 | 900 | 0 | 32 | 0 | 32 | 1 | 377.8053 | 0 | 16.9661 | FALSE
1868 | 886307 | 2022-01-22 11:00 | 1642845600 | 1 | 6.381 | 2.345 | 49.0756 | 4.8177 | 15.8833 | 13.5 | 900 | 0 | 28 | 0 | 28 | 1 | 377.8053 | 0 | 16.9555 | FALSE
1869 | 886307 | 2022-01-22 11:15 | 1642846500 | 1 | 6.4866 | 2.5737 | 51.0912 | 4.7709 | 15.8733 | 13.5 | 900 | 0 | 88 | 0 | 88 | 1 | 377.8053 | 0 | 16.9477 | FALSE
1870 | 886307 | 2022-01-22 11:30 | 1642847400 | 1 | 6.5923 | 2.8023 | 53.1068 | 4.724 | 17.0833 | 13.5 | 900 | 0 | 96 | 0 | 96 | 1 | 377.8053 | 0 | 16.9407 | FALSE
1871 | 886307 | 2022-01-22 11:45 | 1642848300 | 1 | 6.6979 | 3.031 | 55.1224 | 4.6772 | 16.98 | 13.5 | 900 | 0 | 32 | 0 | 32 | 1 | 377.8053 | 0 | 16.9319 | FALSE
1872 | 886307 | 2022-01-22 12:00 | 1642849200 | 1 | 6.8035 | 3.2597 | 57.138 | 4.6304 | 17.1333 | 13.5 | 900 | 0 | 28 | 0 | 28 | 1 | 377.8053 | 0 | 16.9235 | FALSE
1873 | 886307 | 2022-01-22 12:15 | 1642850100 | 1 | 6.821 | 3.3246 | 55.7466 | 4.6047 | 17.0933 | 13.5 | 900 | 0 | 28 | 0 | 28 | 1 | 377.8053 | 0 | 16.9146 | FALSE
1874 | 886307 | 2022-01-22 12:30 | 1642851000 | 1 | 6.8386 | 3.3895 | 54.3551 | 4.5789 | 16.95 | 13.5 | 900 | 0 | 32 | 0 | 32 | 1 | 377.8053 | 0 | 16.9053 | FALSE
1875 | 886307 | 2022-01-22 12:45 | 1642851900 | 1 | 6.8561 | 3.4544 | 52.9637 | 4.5532 | 16.81 | 13.5 | 900 | 0 | 28 | 0 | 28 | 1 | 377.8053 | 0 | 16.8953 | FALSE
1876 | 886307 | 2022-01-22 13:00 | 1642852800 | 1 | 6.8737 | 3.5193 | 51.5723 | 4.5275 | 15.6733 | 13.5 | 900 | 0 | 28 | 0 | 28 | 1 | 377.8053 | 0 | 16.8848 | FALSE
1877 | 886307 | 2022-01-22 13:15 | 1642853700 | 1 | 6.8738 | 3.4544 | 49.338 | 4.5708 | 14.9933 | 13.5 | 900 | 0 | 32 | 0 | 32 | 1 | 377.8053 | 0 | 16.8739 | FALSE
1878 | 886307 | 2022-01-22 13:30 | 1642854600 | 1 | 6.8739 | 3.3895 | 47.1037 | 4.6142 | 14.9733 | 13.5 | 900 | 0 | 28 | 0 | 28 | 1 | 377.8053 | 0 | 16.8623 | FALSE
1879 | 886307 | 2022-01-22 13:45 | 1642855500 | 1 | 6.8739 | 3.3246 | 44.8694 | 4.6576 | 14.92 | 13.5 | 900 | 0 | 28 | 0 | 28 | 1 | 377.8053 | 0 | 16.8502 | FALSE
1880 | 886307 | 2022-01-22 14:00 | 1642856400 | 1 | 6.874 | 3.2597 | 42.6351 | 4.7009 | 16.3433 | 13.5 | 900 | 0 | 32 | 0 | 32 | 1 | 377.8053 | 0 | 16.8376 | FALSE
1881 | 886307 | 2022-01-22 14:15 | 1642857300 | 1 | 6.8568 | 3.281 | 40.1294 | 4.6695 | 16.31 | 13.5 | 900 | 0 | 28 | 0 | 28 | 1 | 377.8053 | 0 | 16.824 | FALSE
1882 | 886307 | 2022-01-22 14:30 | 1642858200 | 1 | 6.8395 | 3.3023 | 37.6236 | 4.638 | 15.39 | 13.5 | 900 | 0 | 84 | 0 | 84 | 1 | 377.8053 | 0 | 16.8116 | FALSE
1883 | 886307 | 2022-01-22 14:45 | 1642859100 | 1 | 6.8223 | 3.3237 | 35.1178 | 4.6065 | 15.2533 | 13.5 | 900 | 0 | 108 | 0 | 108 | 1 | 377.8053 | 0 | 16.7993 | FALSE
1884 | 886307 | 2022-01-22 15:00 | 1642860000 | 1 | 6.805 | 3.345 | 32.6121 | 4.575 | 14.73 | 13.5 | 900 | 0 | 28 | 0 | 28 | 1 | 377.8053 | 0 | 16.783 | FALSE
1885 | 886307 | 2022-01-22 15:15 | 1642860900 | 1 | 6.7072 | 3.345 | 26.9973 | 4.4772 | 15.8433 | 13.5 | 900 | 0 | 28 | 0 | 28 | 1 | 377.8053 | 0 | 16.7646 | FALSE
1886 | 886307 | 2022-01-22 15:30 | 1642861800 | 1 | 6.6093 | 3.345 | 21.3824 | 4.3793 | 16.4967 | 13.5 | 900 | 0 | 32 | 0 | 32 | 1 | 377.8053 | 0 | 16.7443 | FALSE
1887 | 886307 | 2022-01-22 15:45 | 1642862700 | 1 | 6.5114 | 3.345 | 15.7676 | 4.2814 | 16.4133 | 13.5 | 900 | 0 | 28 | 0 | 28 | 1 | 377.8053 | 0 | 16.7218 | FALSE
1888 | 886307 | 2022-01-22 16:00 | 1642863600 | 1 | 6.4136 | 3.345 | 10.1528 | 4.1836 | 16.58 | 13.5 | 900 | 0 | 28 | 0 | 28 | 1 | 377.8053 | 0 | 16.6971 | FALSE
1889 | 886307 | 2022-01-22 16:15 | 1642864500 | 1 | 6.3342 | 3.3237 | 7.6146 | 4.1184 | 15.7933 | 13.5 | 900 | 0 | 32 | 0 | 32 | 1 | 377.8053 | 0 | 16.6717 | FALSE
1890 | 886307 | 2022-01-22 16:30 | 1642865400 | 1 | 6.2549 | 3.3023 | 5.0764 | 4.0533 | 15.0567 | 13.5 | 900 | 0 | 28 | 0 | 28 | 1 | 377.8053 | 0 | 16.6451 | FALSE
1891 | 886307 | 2022-01-22 16:45 | 1642866300 | 1 | 6.1755 | 3.281 | 2.5382 | 3.9882 | 14.4633 | 13.5 | 900 | 0 | 28 | 0 | 28 | 1 | 377.8053 | 0 | 16.6176 | FALSE
1892 | 886307 | 2022-01-22 17:00 | 1642867200 | 1 | 6.0961 | 3.2597 | 0 | 3.923 | 14.4267 | 14.1667 | 900 | 4757.7194 | 52 | 0 | 52 | 1 | 377.8053 | 4379.9141 | 16.7516 | FALSE
1893 | 886307 | 2022-01-22 17:15 | 1642868100 | 1 | 6.0069 | 3.1734 | 0 | 3.8913 | 14.53 | 15.6667 | 900 | 4757.7194 | 72 | 0 | 72 | 1 | 377.8053 | 4379.9141 | 16.8858 | FALSE
1894 | 886307 | 2022-01-22 17:30 | 1642869000 | 1 | 5.9177 | 3.0872 | 0 | 3.8595 | 16.2433 | 20.9667 | 900 | 4757.7194 | 108 | 0 | 108 | 1 | 377.8053 | 4379.9141 | 17.0208 | FALSE
1895 | 886307 | 2022-01-22 17:45 | 1642869900 | 1 | 5.8284 | 3.0009 | 0 | 3.8278 | 18.0933 | 16 | 900 | 4757.7194 | 356 | 0 | 356 | 1 | 377.8053 | 4379.9141 | 17.1648 | FALSE
1896 | 886307 | 2022-01-22 18:00 | 1642870800 | 1 | 5.7392 | 2.9147 | 0 | 3.7961 | 18.2467 | 16 | 900 | 4064.0889 | 56 | 0 | 56 | 1 | 377.8053 | 3686.2835 | 17.2712 | FALSE
1897 | 886307 | 2022-01-22 18:15 | 1642871700 | 1 | 5.6814 | 2.7073 | 0 | 3.8765 | 18.2233 | 16 | 900 | 4064.0889 | 44 | 0 | 44 | 1 | 377.8053 | 3686.2835 | 17.3771 | FALSE
1898 | 886307 | 2022-01-22 18:30 | 1642872600 | 1 | 5.6237 | 2.5 | 0 | 3.957 | 18.2667 | 16 | 900 | 4064.0889 | 60 | 0 | 60 | 1 | 377.8053 | 3686.2835 | 17.4835 | FALSE
1899 | 886307 | 2022-01-22 18:45 | 1642873500 | 1 | 5.5659 | 2.2927 | 0 | 4.0375 | 18.35 | 17.5 | 900 | 4064.0889 | 96 | 0 | 96 | 1 | 377.8053 | 3686.2835 | 17.5912 | FALSE
1900 | 886307 | 2022-01-22 19:00 | 1642874400 | 1 | 5.5082 | 2.0853 | 0 | 4.1179 | 18.5967 | 17.5 | 900 | 205.1583 | 84 | 0 | 84 | 1 | 377.8053 | 0 | 17.5625 | FALSE
1901 | 886307 | 2022-01-22 19:15 | 1642875300 | 1 | 5.482 | 2.064 | 0 | 4.106 | 18.3933 | 17.5 | 900 | 205.1583 | 80 | 0 | 80 | 1 | 377.8053 | 0 | 17.5336 | FALSE
1902 | 886307 | 2022-01-22 19:30 | 1642876200 | 1 | 5.4558 | 2.0427 | 0 | 4.0941 | 18.1467 | 17.5 | 900 | 205.1583 | 80 | 0 | 80 | 1 | 377.8053 | 0 | 17.5048 | FALSE
1903 | 886307 | 2022-01-22 19:45 | 1642877100 | 1 | 5.4297 | 2.0213 | 0 | 4.0821 | 17.73 | 17.5 | 900 | 205.1583 | 348 | 0 | 348 | 1 | 377.8053 | 0 | 17.4862 | FALSE
1904 | 886307 | 2022-01-22 20:00 | 1642878000 | 1 | 5.4035 | 2 | 0 | 4.0702 | 17.48 | 17.5 | 900 | 908.5583 | 212 | 0 | 212 | 1 | 377.8053 | 530.753 | 17.4821 | FALSE
1905 | 886307 | 2022-01-22 20:15 | 1642878900 | 1 | 5.3798 | 2 | 0 | 4.0464 | 17.31 | 17.5 | 900 | 908.5583 | 100 | 0 | 100 | 1 | 377.8053 | 530.753 | 17.4736 | FALSE
1906 | 886307 | 2022-01-22 20:30 | 1642879800 | 1 | 5.356 | 2 | 0 | 4.0227 | 17.48 | 17.5 | 900 | 908.5583 | 120 | 0 | 120 | 1 | 377.8053 | 530.753 | 17.4658 | FALSE
1907 | 886307 | 2022-01-22 20:45 | 1642880700 | 1 | 5.3323 | 2 | 0 | 3.9989 | 17.5667 | 17.5 | 900 | 908.5583 | 400 | 0 | 400 | 1 | 377.8053 | 530.753 | 17.4687 | FALSE
1908 | 886307 | 2022-01-22 21:00 | 1642881600 | 1 | 5.3085 | 2 | 0 | 3.9752 | 17.4733 | 17.5 | 900 | 859.7111 | 124 | 0 | 124 | 1 | 377.8053 | 481.9058 | 17.4591 | FALSE
1909 | 886307 | 2022-01-22 21:15 | 1642882500 | 1 | 5.3029 | 2 | 0 | 3.9696 | 17.4267 | 17.5 | 900 | 859.7111 | 332 | 0 | 332 | 1 | 377.8053 | 481.9058 | 17.4575 | FALSE
1910 | 886307 | 2022-01-22 21:30 | 1642883400 | 1 | 5.2973 | 2 | 0 | 3.964 | 17.6933 | 17.5 | 900 | 859.7111 | 112 | 0 | 112 | 1 | 377.8053 | 481.9058 | 17.4475 | FALSE
1911 | 886307 | 2022-01-22 21:45 | 1642884300 | 1 | 5.2917 | 2 | 0 | 3.9583 | 17.6133 | 17.5 | 900 | 859.7111 | 116 | 0 | 116 | 1 | 377.8053 | 481.9058 | 17.4377 | FALSE
1912 | 886307 | 2022-01-22 22:00 | 1642885200 | 1 | 5.2861 | 2 | 0 | 3.9527 | 17.4967 | 13 | 900 | 0 | 116 | 0 | 116 | 1 | 377.8053 | 0 | 17.4101 | FALSE
1913 | 886307 | 2022-01-22 22:15 | 1642886100 | 1 | 5.2818 | 2.0436 | 0 | 3.9194 | 17.3633 | 13 | 900 | 0 | 120 | 0 | 120 | 1 | 377.8053 | 0 | 17.3827 | FALSE
1914 | 886307 | 2022-01-22 22:30 | 1642887000 | 1 | 5.2775 | 2.0872 | 0 | 3.8861 | 17.1417 | 13 | 900 | 0 | 152 | 0 | 152 | 1 | 377.8053 | 0 | 17.3564 | FALSE
1915 | 886307 | 2022-01-22 22:45 | 1642887900 | 1 | 5.2733 | 2.1307 | 0 | 3.8528 | 16.93 | 13 | 900 | 0 | 152 | 0 | 152 | 1 | 377.8053 | 0 | 17.3302 | FALSE
1916 | 886307 | 2022-01-22 23:00 | 1642888800 | 1 | 5.269 | 2.1743 | 0 | 3.8194 | 16.76 | 13 | 900 | 0 | 248 | 0 | 248 | 1 | 377.8053 | 0 | 17.3075 | FALSE
1917 | 886307 | 2022-01-22 23:15 | 1642889700 | 1 | 5.2681 | 2.1094 | 0 | 3.8618 | 16.5967 | 13 | 900 | 0 | 28 | 0 | 28 | 1 | 377.8053 | 0 | 17.2767 | FALSE
1918 | 886307 | 2022-01-22 23:30 | 1642890600 | 1 | 5.2672 | 2.0445 | 0 | 3.9043 | 16.4233 | 13 | 900 | 0 | 32 | 0 | 32 | 1 | 377.8053 | 0 | 17.2463 | FALSE
1919 | 886307 | 2022-01-22 23:45 | 1642891500 | 1 | 5.2664 | 1.9796 | 0 | 3.9467 | 16.2733 | 13 | 900 | 0 | 32 | 0 | 32 | 1 | 377.8053 | 0 | 17.2161 | FALSE
1920 | 886307 | 2022-01-23 | 1642892400 | 1 | 5.2655 | 1.9147 | 0 | 3.9891 | 16.1733 | 13 | 900 | 0 | 28 | 0 | 28 | 1 | 377.8053 | 0 | 17.1859 | FALSE
1921 | 886307 | 2022-01-23 00:15 | 1642893300 | 1 | 5.2044 | 1.7722 | 0 | 4.0229 | 16.0867 | 13 | 900 | 0 | 32 | 0 | 32 | 1 | 377.8053 | 0 | 17.1562 | FALSE
1922 | 886307 | 2022-01-23 00:30 | 1642894200 | 1 | 5.1432 | 1.6298 | 0 | 4.0567 | 15.995 | 13 | 900 | 0 | 28 | 0 | 28 | 1 | 377.8053 | 0 | 17.1264 | FALSE
1923 | 886307 | 2022-01-23 00:45 | 1642895100 | 1 | 5.0821 | 1.4874 | 0 | 4.0905 | 15.94 | 13 | 900 | 0 | 32 | 0 | 32 | 1 | 377.8053 | 0 | 17.0971 | FALSE
1924 | 886307 | 2022-01-23 01:00 | 1642896000 | 1 | 5.0209 | 1.345 | 0 | 4.1243 | 15.87 | 13 | 900 | 0 | 32 | 0 | 32 | 1 | 377.8053 | 0 | 17.0679 | FALSE
1925 | 886307 | 2022-01-23 01:15 | 1642896900 | 1 | 4.9437 | 1.3237 | 0 | 4.0613 | 15.8267 | 13 | 900 | 0 | 32 | 0 | 32 | 1 | 377.8053 | 0 | 17.0386 | FALSE
1926 | 886307 | 2022-01-23 01:30 | 1642897800 | 1 | 4.8665 | 1.3023 | 0 | 3.9983 | 15.75 | 13 | 900 | 0 | 100 | 0 | 100 | 1 | 377.8053 | 0 | 17.0118 | FALSE
1927 | 886307 | 2022-01-23 01:45 | 1642898700 | 1 | 4.7893 | 1.281 | 0 | 3.9353 | 15.6767 | 13 | 900 | 0 | 88 | 0 | 88 | 1 | 377.8053 | 0 | 16.9844 | FALSE
1928 | 886307 | 2022-01-23 02:00 | 1642899600 | 1 | 4.712 | 1.2597 | 0 | 3.8723 | 15.605 | 13 | 900 | 0 | 32 | 0 | 32 | 1 | 377.8053 | 0 | 16.9548 | FALSE
1929 | 886307 | 2022-01-23 02:15 | 1642900500 | 1 | 4.6862 | 1.1947 | 0 | 3.8897 | 15.53 | 13 | 900 | 0 | 28 | 0 | 28 | 1 | 377.8053 | 0 | 16.9252 | FALSE
1930 | 886307 | 2022-01-23 02:30 | 1642901400 | 1 | 4.6603 | 1.1298 | 0 | 3.9071 | 15.49 | 13 | 900 | 0 | 32 | 0 | 32 | 1 | 377.8053 | 0 | 16.8958 | FALSE
1931 | 886307 | 2022-01-23 02:45 | 1642902300 | 1 | 4.6344 | 1.0649 | 0 | 3.9245 | 15.4333 | 13 | 900 | 0 | 32 | 0 | 32 | 1 | 377.8053 | 0 | 16.8667 | FALSE
1932 | 886307 | 2022-01-23 03:00 | 1642903200 | 1 | 4.6085 | 1 | 0 | 3.9419 | 15.3783 | 13 | 900 | 0 | 28 | 0 | 28 | 1 | 377.8053 | 0 | 16.8375 | FALSE
1933 | 886307 | 2022-01-23 03:15 | 1642904100 | 1 | 4.6141 | 1 | 0 | 3.9474 | 15.3133 | 13 | 900 | 0 | 32 | 0 | 32 | 1 | 377.8053 | 0 | 16.8086 | FALSE
1934 | 886307 | 2022-01-23 03:30 | 1642905000 | 1 | 4.6196 | 1 | 0 | 3.9529 | 15.26 | 13 | 900 | 0 | 32 | 0 | 32 | 1 | 377.8053 | 0 | 16.7797 | FALSE
1935 | 886307 | 2022-01-23 03:45 | 1642905900 | 1 | 4.6251 | 1 | 0 | 3.9584 | 15.2167 | 13 | 900 | 0 | 28 | 0 | 28 | 1 | 377.8053 | 0 | 16.7509 | FALSE
1936 | 886307 | 2022-01-23 04:00 | 1642906800 | 1 | 4.6306 | 1 | 0 | 3.964 | 15.16 | 13 | 900 | 0 | 32 | 0 | 32 | 1 | 377.8053 | 0 | 16.7223 | FALSE
1937 | 886307 | 2022-01-23 04:15 | 1642907700 | 1 | 4.6013 | 1 | 0 | 3.9346 | 15.1061 | 13 | 900 | 0 | 32 | 0 | 32 | 1 | 377.8053 | 0 | 16.6937 | FALSE
1938 | 886307 | 2022-01-23 04:30 | 1642908600 | 1 | 4.5719 | 1 | 0 | 3.9053 | 15.1011 | 13 | 900 | 0 | 80 | 0 | 80 | 1 | 377.8053 | 0 | 16.6669 | FALSE
1939 | 886307 | 2022-01-23 04:45 | 1642909500 | 1 | 4.5426 | 1 | 0 | 3.8759 | 15.0511 | 13 | 900 | 0 | 108 | 0 | 108 | 1 | 377.8053 | 0 | 16.6412 | FALSE
1940 | 886307 | 2022-01-23 05:00 | 1642910400 | 1 | 4.5132 | 1 | 0 | 3.8465 | 15.0033 | 13 | 900 | 0 | 32 | 0 | 32 | 1 | 377.8053 | 0 | 16.6125 | FALSE
1941 | 886307 | 2022-01-23 05:15 | 1642911300 | 1 | 4.5219 | 1 | 0 | 3.8553 | 14.95 | 13 | 900 | 0 | 32 | 0 | 32 | 1 | 377.8053 | 0 | 16.584 | FALSE
1942 | 886307 | 2022-01-23 05:30 | 1642912200 | 1 | 4.5306 | 1 | 0 | 3.864 | 14.9217 | 13 | 900 | 0 | 28 | 0 | 28 | 1 | 377.8053 | 0 | 16.5555 | FALSE
1943 | 886307 | 2022-01-23 05:45 | 1642913100 | 1 | 4.5394 | 1 | 0 | 3.8727 | 14.8617 | 13 | 900 | 0 | 32 | 0 | 32 | 1 | 377.8053 | 0 | 16.5272 | FALSE
1944 | 886307 | 2022-01-23 06:00 | 1642914000 | 1 | 4.5481 | 1 | 0 | 3.8814 | 14.81 | 13 | 900 | 0 | 32 | 0 | 32 | 1 | 377.8053 | 0 | 16.499 | FALSE
1945 | 886307 | 2022-01-23 06:15 | 1642914900 | 1 | 4.583 | 1 | 0 | 3.9163 | 14.76 | 13 | 900 | 0 | 28 | 0 | 28 | 1 | 377.8053 | 0 | 16.4709 | FALSE
1946 | 886307 | 2022-01-23 06:30 | 1642915800 | 1 | 4.6178 | 1 | 0 | 3.9512 | 14.6683 | 13 | 900 | 0 | 32 | 0 | 32 | 1 | 377.8053 | 0 | 16.4431 | FALSE
1947 | 886307 | 2022-01-23 06:45 | 1642916700 | 1 | 4.6527 | 1 | 0 | 3.9861 | 14.4467 | 13 | 900 | 0 | 28 | 0 | 28 | 1 | 377.8053 | 0 | 16.4154 | FALSE
1948 | 886307 | 2022-01-23 07:00 | 1642917600 | 1 | 4.6876 | 1 | 0 | 4.0209 | 14.315 | 13 | 900 | 0 | 32 | 0 | 32 | 1 | 377.8053 | 0 | 16.388 | FALSE
1949 | 886307 | 2022-01-23 07:15 | 1642918500 | 1 | 4.6703 | 0.83625 | 0.69444 | 4.1128 | 14.2267 | 13 | 900 | 0 | 32 | 0 | 32 | 1 | 377.8053 | 0 | 16.3612 | FALSE
1950 | 886307 | 2022-01-23 07:30 | 1642919400 | 1 | 4.6529 | 0.67249 | 1.3889 | 4.2046 | 14.1433 | 13 | 900 | 0 | 28 | 0 | 28 | 1 | 377.8053 | 0 | 16.3349 | FALSE
1951 | 886307 | 2022-01-23 07:45 | 1642920300 | 1 | 4.6356 | 0.50874 | 2.0833 | 4.2964 | 14.0667 | 13 | 900 | 0 | 96 | 0 | 96 | 1 | 377.8053 | 0 | 16.3118 | FALSE
1952 | 886307 | 2022-01-23 08:00 | 1642921200 | 1 | 4.6182 | 0.34498 | 2.7778 | 4.3883 | 14.015 | 13 | 900 | 214.9278 | 96 | 0 | 96 | 1 | 377.8053 | 0 | 16.2892 | FALSE
1953 | 886307 | 2022-01-23 08:15 | 1642922100 | 1 | 4.7572 | 0.50874 | 8.7289 | 4.418 | 13.97 | 13 | 900 | 214.9278 | 32 | 0 | 32 | 1 | 377.8053 | 0 | 16.2663 | FALSE
1954 | 886307 | 2022-01-23 08:30 | 1642923000 | 1 | 4.8961 | 0.67249 | 14.6801 | 4.4478 | 13.92 | 13 | 900 | 214.9278 | 28 | 0 | 28 | 1 | 377.8053 | 0 | 16.2454 | FALSE
1955 | 886307 | 2022-01-23 08:45 | 1642923900 | 1 | 5.0351 | 0.83625 | 20.6313 | 4.4776 | 13.86 | 13 | 900 | 214.9278 | 32 | 0 | 32 | 1 | 377.8053 | 0 | 16.2268 | FALSE
1956 | 886307 | 2022-01-23 09:00 | 1642924800 | 1 | 5.174 | 1 | 26.5825 | 4.5074 | 13.9933 | 16 | 900 | 4914.0306 | 640 | 0 | 640 | 1 | 377.8053 | 4536.2252 | 16.4006 | FALSE
1957 | 886307 | 2022-01-23 09:15 | 1642925700 | 1 | 5.3012 | 0.85758 | 36.0166 | 4.7294 | 14.4733 | 16 | 900 | 4914.0306 | 44 | 0 | 44 | 1 | 377.8053 | 4536.2252 | 16.5551 | FALSE
1958 | 886307 | 2022-01-23 09:30 | 1642926600 | 1 | 5.4283 | 0.71516 | 45.4507 | 4.9515 | 15.1767 | 15.9867 | 900 | 4914.0306 | 36 | 0 | 36 | 1 | 377.8053 | 4536.2252 | 16.7126 | FALSE
1959 | 886307 | 2022-01-23 09:45 | 1642927500 | 1 | 5.5554 | 0.57273 | 54.8848 | 5.1736 | 15.64 | 16 | 900 | 4914.0306 | 528 | 0 | 528 | 1 | 377.8053 | 4536.2252 | 16.892 | FALSE
1960 | 886307 | 2022-01-23 10:00 | 1642928400 | 1 | 5.6826 | 0.43031 | 64.3189 | 5.3957 | 15.78 | 16 | 900 | 1309.1056 | 2052 | 0 | 2052 | 1 | 377.8053 | 931.3002 | 16.9998 | FALSE
1961 | 886307 | 2022-01-23 10:15 | 1642929300 | 1 | 5.8077 | 0.59407 | 70.6925 | 5.4116 | 16.0567 | 16 | 900 | 1309.1056 | 1556 | 0 | 1556 | 1 | 377.8053 | 931.3002 | 17.0904 | FALSE
1962 | 886307 | 2022-01-23 10:30 | 1642930200 | 1 | 5.9328 | 0.75782 | 77.0661 | 5.4275 | 16.1 | 16 | 900 | 1309.1056 | 752 | 0 | 752 | 1 | 377.8053 | 931.3002 | 17.1524 | FALSE
1963 | 886307 | 2022-01-23 10:45 | 1642931100 | 1 | 6.0578 | 0.92157 | 83.4397 | 5.4435 | 16.2 | 16 | 900 | 1309.1056 | 872 | 0 | 872 | 1 | 377.8053 | 931.3002 | 17.2209 | FALSE
1964 | 886307 | 2022-01-23 11:00 | 1642932000 | 1 | 6.1829 | 1.0853 | 89.8133 | 5.4594 | 16.4733 | 16 | 900 | 97.6944 | 400 | 0 | 400 | 1 | 377.8053 | 0 | 17.2391 | FALSE
1965 | 886307 | 2022-01-23 11:15 | 1642932900 | 1 | 6.3528 | 1.1502 | 98.2324 | 5.586 | 16.3267 | 16 | 900 | 97.6944 | 112 | 0 | 112 | 1 | 377.8053 | 0 | 17.2494 | FALSE
1966 | 886307 | 2022-01-23 11:30 | 1642933800 | 1 | 6.5227 | 1.2152 | 106.6515 | 5.7125 | 16.1933 | 16 | 900 | 97.6944 | 152 | 0 | 152 | 1 | 377.8053 | 0 | 17.2644 | FALSE
1967 | 886307 | 2022-01-23 11:45 | 1642934700 | 1 | 6.6925 | 1.2801 | 115.0707 | 5.8391 | 16.0767 | 16 | 900 | 97.6944 | 212 | 0 | 212 | 1 | 377.8053 | 0 | 17.2847 | FALSE
1968 | 886307 | 2022-01-23 12:00 | 1642935600 | 1 | 6.8624 | 1.345 | 123.4898 | 5.9657 | 15.975 | 16 | 900 | 4620.9472 | 264 | 0 | 264 | 1 | 377.8053 | 4243.1419 | 17.4667 | FALSE
1969 | 886307 | 2022-01-23 12:15 | 1642936500 | 1 | 6.862 | 1.345 | 113.7439 | 5.9653 | 15.955 | 16 | 900 | 4620.9472 | 160 | 0 | 160 | 1 | 377.8053 | 4243.1419 | 17.6408 | FALSE
1970 | 886307 | 2022-01-23 12:30 | 1642937400 | 1 | 6.8616 | 1.345 | 103.998 | 5.9649 | 16.0983 | 16 | 900 | 4620.9472 | 36 | 0 | 36 | 1 | 377.8053 | 4243.1419 | 17.8066 | FALSE
1971 | 886307 | 2022-01-23 12:45 | 1642938300 | 1 | 6.8612 | 1.345 | 94.2521 | 5.9646 | 16.2333 | 16.3333 | 900 | 4620.9472 | 408 | 0 | 408 | 1 | 377.8053 | 4243.1419 | 17.9827 | FALSE
1972 | 886307 | 2022-01-23 13:00 | 1642939200 | 1 | 6.8608 | 1.345 | 84.5062 | 5.9642 | 16.2433 | 16.96 | 900 | 4015.2417 | 48 | 0 | 48 | 1 | 377.8053 | 3637.4363 | 18.1191 | FALSE
1973 | 886307 | 2022-01-23 13:15 | 1642940100 | 1 | 6.8194 | 1.345 | 78.1918 | 5.9227 | 16.44 | 16.8267 | 900 | 4015.2417 | 40 | 0 | 40 | 1 | 377.8053 | 3637.4363 | 18.2525 | FALSE
1974 | 886307 | 2022-01-23 13:30 | 1642941000 | 1 | 6.7779 | 1.345 | 71.8775 | 5.8812 | 16.67 | 16.8067 | 900 | 4015.2417 | 36 | 0 | 36 | 1 | 377.8053 | 3637.4363 | 18.3831 | FALSE
1975 | 886307 | 2022-01-23 13:45 | 1642941900 | 1 | 6.7364 | 1.345 | 65.5631 | 5.8398 | 16.7267 | 22.3967 | 900 | 4015.2417 | 48 | 0 | 48 | 1 | 377.8053 | 3637.4363 | 18.5116 | FALSE
1976 | 886307 | 2022-01-23 14:00 | 1642942800 | 1 | 6.695 | 1.345 | 59.2488 | 5.7983 | 16.9883 | 17.31 | 900 | 3106.6833 | 132 | 0 | 132 | 1 | 377.8053 | 2728.878 | 18.6072 | FALSE
1977 | 886307 | 2022-01-23 14:15 | 1642943700 | 1 | 6.6079 | 1.345 | 51.4645 | 5.7112 | 18 | 17.42 | 900 | 3106.6833 | 76 | 0 | 76 | 1 | 377.8053 | 2728.878 | 18.6975 | FALSE
1978 | 886307 | 2022-01-23 14:30 | 1642944600 | 1 | 6.5207 | 1.345 | 43.6803 | 5.6241 | 18.8367 | 17.4833 | 900 | 3106.6833 | 28 | 0 | 28 | 1 | 377.8053 | 2728.878 | 18.7828 | FALSE
1979 | 886307 | 2022-01-23 14:45 | 1642945500 | 1 | 6.4336 | 1.345 | 35.8961 | 5.537 | 18.5633 | 17.5 | 900 | 3106.6833 | 32 | 0 | 32 | 1 | 377.8053 | 2728.878 | 18.8652 | FALSE
1980 | 886307 | 2022-01-23 15:00 | 1642946400 | 1 | 6.3465 | 1.345 | 28.1119 | 5.4499 | 18.1167 | 17.5 | 900 | 713.1694 | 28 | 0 | 28 | 1 | 377.8053 | 335.3641 | 18.8562 | FALSE
1981 | 886307 | 2022-01-23 15:15 | 1642947300 | 1 | 6.278 | 1.3237 | 22.7716 | 5.3956 | 17.7467 | 17.5 | 900 | 713.1694 | 240 | 0 | 240 | 1 | 377.8053 | 335.3641 | 18.8532 | FALSE
1982 | 886307 | 2022-01-23 15:30 | 1642948200 | 1 | 6.2095 | 1.3023 | 17.4314 | 5.3413 | 17.5767 | 17.5 | 900 | 713.1694 | 176 | 0 | 176 | 1 | 377.8053 | 335.3641 | 18.8459 | FALSE
1983 | 886307 | 2022-01-23 15:45 | 1642949100 | 1 | 6.141 | 1.281 | 12.0911 | 5.287 | 17.4233 | 17.5 | 900 | 713.1694 | 116 | 0 | 116 | 1 | 377.8053 | 335.3641 | 18.8345 | FALSE
1984 | 886307 | 2022-01-23 16:00 | 1642950000 | 1 | 6.0725 | 1.2597 | 6.7509 | 5.2327 | 17.4933 | 17.5 | 900 | 527.55 | 108 | 0 | 108 | 1 | 377.8053 | 149.7447 | 18.814 | FALSE
1985 | 886307 | 2022-01-23 16:15 | 1642950900 | 1 | 6.0182 | 1.1947 | 5.0632 | 5.2217 | 17.585 | 17.5 | 900 | 527.55 | 284 | 0 | 284 | 1 | 377.8053 | 149.7447 | 18.7996 | FALSE
1986 | 886307 | 2022-01-23 16:30 | 1642951800 | 1 | 5.964 | 1.1298 | 3.3754 | 5.2107 | 17.52 | 17.5 | 900 | 527.55 | 1844 | 0 | 1844 | 1 | 377.8053 | 149.7447 | 18.844 | FALSE
1987 | 886307 | 2022-01-23 16:45 | 1642952700 | 1 | 5.9097 | 1.0649 | 1.6877 | 5.1998 | 17.5533 | 17.5 | 900 | 527.55 | 1256 | 0 | 1256 | 1 | 377.8053 | 149.7447 | 18.8654 | FALSE
1988 | 886307 | 2022-01-23 17:00 | 1642953600 | 1 | 5.8554 | 1 | 0 | 5.1888 | 17.4433 | 17.6667 | 900 | 4474.4056 | 152 | 0 | 152 | 1 | 377.8053 | 4096.6002 | 18.9896 | FALSE
1989 | 886307 | 2022-01-23 17:15 | 1642954500 | 1 | 5.7847 | 1.0213 | 0 | 5.1038 | 17.28 | 18 | 900 | 4474.4056 | 140 | 0 | 140 | 1 | 377.8053 | 4096.6002 | 19.1128 | FALSE
1990 | 886307 | 2022-01-23 17:30 | 1642955400 | 1 | 5.714 | 1.0427 | 0 | 5.0188 | 17.425 | 17.9733 | 900 | 4474.4056 | 156 | 0 | 156 | 1 | 377.8053 | 4096.6002 | 19.2359 | FALSE
1991 | 886307 | 2022-01-23 17:45 | 1642956300 | 1 | 5.6432 | 1.064 | 0 | 4.9339 | 17.74 | 17.91 | 900 | 4474.4056 | 316 | 0 | 316 | 1 | 377.8053 | 4096.6002 | 19.3644 | FALSE
1992 | 886307 | 2022-01-23 18:00 | 1642957200 | 1 | 5.5725 | 1.0853 | 0 | 4.8489 | 17.8867 | 17.9 | 900 | 3771.0056 | 56 | 0 | 56 | 1 | 377.8053 | 3393.2002 | 19.4565 | FALSE
1993 | 886307 | 2022-01-23 18:15 | 1642958100 | 1 | 5.5682 | 1.314 | 0 | 4.6922 | 17.9767 | 17.9033 | 900 | 3771.0056 | 124 | 0 | 124 | 1 | 377.8053 | 3393.2002 | 19.5503 | FALSE
1994 | 886307 | 2022-01-23 18:30 | 1642959000 | 1 | 5.564 | 1.5427 | 0 | 4.5355 | 18.05 | 17.9133 | 900 | 3771.0056 | 104 | 0 | 104 | 1 | 377.8053 | 3393.2002 | 19.6427 | FALSE
1995 | 886307 | 2022-01-23 18:45 | 1642959900 | 1 | 5.5597 | 1.7713 | 0 | 4.3788 | 18.0533 | 17.93 | 900 | 3771.0056 | 64 | 0 | 64 | 1 | 377.8053 | 3393.2002 | 19.7327 | FALSE
1996 | 886307 | 2022-01-23 19:00 | 1642960800 | 1 | 5.5554 | 2 | 0 | 4.2221 | 18.205 | 17.9433 | 900 | 732.7083 | 112 | 0 | 112 | 1 | 377.8053 | 354.903 | 19.7117 | FALSE
1997 | 886307 | 2022-01-23 19:15 | 1642961700 | 1 | 5.4597 | 1.7713 | 0 | 4.2788 | 18.4533 | 17.9867 | 900 | 732.7083 | 124 | 0 | 124 | 1 | 377.8053 | 354.903 | 19.6915 | FALSE
1998 | 886307 | 2022-01-23 19:30 | 1642962600 | 1 | 5.364 | 1.5427 | 0 | 4.3355 | 18.3967 | 18 | 900 | 732.7083 | 112 | 0 | 112 | 1 | 377.8053 | 354.903 | 19.671 | FALSE
1999 | 886307 | 2022-01-23 19:45 | 1642963500 | 1 | 5.2682 | 1.314 | 0 | 4.3922 | 18.23 | 18 | 900 | 732.7083 | 124 | 0 | 124 | 1 | 377.8053 | 354.903 | 19.6512 | FALSE
2000 | 886307 | 2022-01-23 20:00 | 1642964400 | 1 | 5.1725 | 1.0853 | 0 | 4.4489 | 18.4933 | 18 | 900 | 78.1556 | 164 | 0 | 164 | 1 | 377.8053 | 0 | 19.6201 | FALSE
2001 | 886307 | 2022-01-23 20:15 | 1642965300 | 1 | 5.1945 | 1.0853 | 0 | 4.4709 | 18.605 | 21.3333 | 900 | 78.1556 | 208 | 0 | 208 | 1 | 377.8053 | 0 | 19.5908 | FALSE
2002 | 886307 | 2022-01-23 20:30 | 1642966200 | 1 | 5.2165 | 1.0853 | 0 | 4.4929 | 18.39 | 18 | 900 | 78.1556 | 144 | 0 | 144 | 1 | 377.8053 | 0 | 19.5593 | FALSE
2003 | 886307 | 2022-01-23 20:45 | 1642967100 | 1 | 5.2385 | 1.0853 | 0 | 4.5149 | 18.2067 | 18 | 900 | 78.1556 | 168 | 0 | 168 | 1 | 377.8053 | 0 | 19.5288 | FALSE
2004 | 886307 | 2022-01-23 21:00 | 1642968000 | 1 | 5.2605 | 1.0853 | 0 | 4.5369 | 18.0367 | 18 | 900 | 781.5556 | 176 | 0 | 176 | 1 | 377.8053 | 403.7502 | 19.5137 | FALSE
2005 | 886307 | 2022-01-23 21:15 | 1642968900 | 1 | 5.2661 | 1.1502 | 0 | 4.4993 | 17.9367 | 18 | 900 | 781.5556 | 328 | 0 | 328 | 1 | 377.8053 | 403.7502 | 19.5043 | FALSE
2006 | 886307 | 2022-01-23 21:30 | 1642969800 | 1 | 5.2717 | 1.2152 | 0 | 4.4616 | 18.1 | 18 | 900 | 781.5556 | 104 | 0 | 104 | 1 | 377.8053 | 403.7502 | 19.4863 | FALSE
2007 | 886307 | 2022-01-23 21:45 | 1642970700 | 1 | 5.2773 | 1.2801 | 0 | 4.4239 | 18.2133 | 18 | 900 | 781.5556 | 76 | 0 | 76 | 1 | 377.8053 | 403.7502 | 19.4672 | FALSE
2008 | 886307 | 2022-01-23 22:00 | 1642971600 | 1 | 5.2829 | 1.345 | 0 | 4.3863 | 18.1133 | 18 | 900 | 107.4639 | 404 | 0 | 404 | 1 | 377.8053 | 0 | 19.4456 | FALSE
2009 | 886307 | 2022-01-23 22:15 | 1642972500 | 1 | 5.2721 | 1.3237 | 0 | 4.3897 | 18.0067 | 18 | 900 | 107.4639 | 164 | 0 | 164 | 1 | 377.8053 | 0 | 19.415 | FALSE
2010 | 886307 | 2022-01-23 22:30 | 1642973400 | 1 | 5.2612 | 1.3023 | 0 | 4.393 | 17.9467 | 12.5 | 900 | 107.4639 | 104 | 0 | 104 | 1 | 377.8053 | 0 | 19.3821 | FALSE
2011 | 886307 | 2022-01-23 22:45 | 1642974300 | 1 | 5.2504 | 1.281 | 0 | 4.3964 | 17.8467 | 12.5 | 900 | 107.4639 | 228 | 0 | 228 | 1 | 377.8053 | 0 | 19.3541 | FALSE
2012 | 886307 | 2022-01-23 23:00 | 1642975200 | 1 | 5.2395 | 1.2597 | 0 | 4.3998 | 17.6533 | 12.5 | 900 | 0 | 44 | 0 | 44 | 1 | 377.8053 | 0 | 19.3192 | FALSE
2013 | 886307 | 2022-01-23 23:15 | 1642976100 | 1 | 5.1883 | 1.281 | 0 | 4.3343 | 17.52 | 12.5 | 900 | 0 | 32 | 0 | 32 | 1 | 377.8053 | 0 | 19.2838 | FALSE
2014 | 886307 | 2022-01-23 23:30 | 1642977000 | 1 | 5.137 | 1.3023 | 0 | 4.2688 | 17.345 | 12.5 | 900 | 0 | 28 | 0 | 28 | 1 | 377.8053 | 0 | 19.2481 | FALSE
2015 | 886307 | 2022-01-23 23:45 | 1642977900 | 1 | 5.0858 | 1.3237 | 0 | 4.2033 | 17.22 | 12.5 | 900 | 0 | 32 | 0 | 32 | 1 | 377.8053 | 0 | 19.2125 | FALSE